## Instruction
Mecc Alte Alternator Performance Selector
INSTRUCTION
Note: It might possible that the extracted file has the Macros blocked, in that case it is necessary to unblock it:
Proprietes
Security
Unblock Macro
The sales utility tool allows to determine the following sizing: • To select the right generator size according to the operational conditions, and the related minimum engine size • To select the right generator size according to the operational conditions, from the engine size • To select the right MeccAlte generator and starting performances according to a given reactive load mix and sequence. Induction motor characteristics are split in three categories: direct on line starting, Star-Delta Starting and soft starting. • To calculate electrical performances in case of unbalanced loads • To calculate electrical performances in case of distorted loads Like any program, this sales utility tool needs some minimal information in order to work. This input parameters are highlighted by a green bar on the side, that points to the necessary fields
Generator Sizing from the Engine - Engine Sizing from the Generator
Starting Capability
Unbalanced Load
Voltage Distortion
Whilst MeccAlte takes every precaution in the presentation of this sales utility tool, this sales aid is for the users general guidance only and the particulars therein shall not constitute representations by MeccAlte and MeccAlte shall not be bound by them.
Please insert the engine power at the engine shaft expressed in kW at the requested enviromental conditions.
In the Engine Sizing from the Generator sizing routine, this fields rappresent the electrical load that has to be powered supplied. Imperial to metric conversion table is provided for additional flexibility.
The program will calculate the minimum generator size according to the various de-rating coefficients due to altitude, ambient temperature and power factor. It must be selected a generator with a higher power output at Class H 40 deg from the MeccAlte catalogues.
The program will suggest the equivalent 3 phases 4 poles, 1500 or 1800 rpm, 400V or 480V and the related efficiencies values. If a 2, a 6 poles, a single phase dedicated or reconnected or a different voltage is requested, please check from the MeccAlte literature the efficiency values before going to the next step.
This button autotransfers the suggested alternator data into STEP 2 of dimensioning to evaluate efficiency point. Please note that if the suggested generator is not accepted because of an additional oversized or because of a different model, the efficiency data have to be copied from the MeccAlte literature.
Clean the fields and restore defaults parameters.
If efficiency and generator power node can not be autotrasfered, it is necessary to insert manually the power node and three efficiency points reported from the MeccAlte literature.
Working efficiency point and maximum generator efficiency points are calculated and graphically tabuled.
Some additional information on electrical load is given in the Generator sizing from engine routine, while in the engine sizing from generator the table show mechanical parameters of the necessary engine.
If starting characteristics, power factor or efficiency of the three categories of induction motors are known, they can be customized. Otherwise, please leave standard parameters. Select kW /Hp
Clean the fields and restore defaults parameters.
The Routine will size the generator according to the heavier requirement between nominal load condition and requested motor starting capability, controlling automatically among the four subsequent possible starting blocks and indicating the worst voltage dip condition and request of mechanical power. A 4 pole MeccAlte generator is then suggested. Voltage dips are calculated througth the correct selection of frequency, nominal voltage and power factor.
Starting sequence must be described for each block in terms of passive loads, DOL, Star-Delta and soft start induction motors loads. Active loads data has to be filled in Mechanical kW or Hp if selected: program makes automatically the conversion of associated electrical load according typical efficiencies and power factor for each size and model.
E.G.
Generator is at a first glance connected to 20 kVA and a 30kW Star-Delta induction motor. When the motor are started two DOL induction motor 5kW each are started. Then 2 indcution motors inverter driven, one of 20 and the second of 25 kW are started. The sequence will be:
I Block:
Passive load, Electrical: 1X20kVA; Active Loads, DOL: 0, Star-Delta: 1X30, Soft Start: 0
II Block:
Passive load, Electrical: 0; Active Loads, DOL: 2X5kW, Star-Delta: 1X30, Soft Start: 0
III Block:
Passive load, Electrical: 0; Active Loads, DOL: 0, Star-Delta: 1X30, Soft Start: 1X20kW and 1X25kW
Clean the fields and restore defaults parameters.
Input parameters: Voltage, 3ph rating and requested single phase load L_N connected.
Calculated parameters. Data reported max 3ph load available or LL voltage unbalance refers to 2, 4 or 6 poles industrial generators performances at 400V - 50Hz or 480V - 60Hz conditions
Clean the fields and restore defaults parameters.
Buttons to preload automatically 30, 20 or 10% I ThD current spectra. To be used of the precise current spectra is unknown
Necessary data to be copied from the MeccAlte Literature. Xd'' has to be specified at a given voltage and class H power of the generator selected.
Current Harmonic spectra. If unkonw, use Current ThD buttons to "simulate" the application distorted load.
Resulting Xd'' and voltage distortion of the generator selected. A graphical visualization of I and V is shown as well.
Voltage Dip and mechanical starting power per starting block are shared.

## Generator Sizing from Engine
Mecc Alte Alternator Performance Selector - Generator Sizing
STEP 1 - | Operational & Environmental Considerations
Notes:
|  |  | Engine Power |  | kW at the ambient and altitude specified. |  |  | Conversion utility from Imperial to Metric
|  |  | Ambient temperature requested | 40 | C° |  |  | Feet [Ft] | Meters [m]
|  |  | Altitude requested | 1000 | m |  |  |  | -
|  |  | Load Power Factor | 0.8 | Cosφ |  |  | Fahrenheit [°F] | Celsius [°C]
|  |  | Frequency | 50 | Hz |  |  |  | -
0.1 |  |  |  | 1 | 0 | 0
0.2 |  |  | Necessary Alternator Size at p.f.0.8 class H 40°/1000m | 0 | kVA [or higher to be selected from MeccAlte catalogues] |  | 1 | 0
0.3
0.4 |  |  |  |  | Suggested Alternator validity is for 3phase 4 poles p.f.0.8 class H standard voltage | 400 V
0.5 |  |  | Suggested Alternator: | - | Model
0.6 |  |  | Rated: | - | kVA p.f.0.8 class H 40°/1000m
0.7 |  |  | 100% Load Efficiency: | - | %
0.8 |  |  | 75% Load Efficiency: | - | %
0.9 |  |  | 50% Load Efficiency: | - | %
1
STEP 2 - | Identify the Mecc Alte Power node and related efficiency from literature
|  |  | Selected Alternator from MeccAlte catalogues | 180 | kVA - Power indicated at p.f.0.8 class H 40°/1000m
|  |  |  | Load point % | Efficiency Value % | Electrical Load Size
|  |  | Efficiency at | 100 |  | Maximum Electrical output | - | kVA
|  |  | Efficiency at | 75 |  | Maximum Electrical output | - | kW
|  |  | Efficiency at | 50 |  | Maximum Electrical output | - | kVAr
|  |  | Working point | 0 | Insert Efficiency Data |  | Power Sel. <Eng. Size
|  |  | Max Efficiency | - | - |  | -
Alignement control
|  | mab= | #VALUE! | qab= | #VALUE!
#VALUE!
|  | 10000 | 100 | 1
|  | 5625 | 75 | 1
|  | 2500 | 50 | 1
|  | a= | #VALUE! | min= | 50
|  | b= | #VALUE! | max= | 100
|  | c= | #VALUE! | passo= | 1
|  | xV= | #VALUE! | yV= | #VALUE!
|  | x | y
|  | 40 | #VALUE!
|  | 41 | #VALUE!
|  | 42 | #VALUE!
|  | 43 | #VALUE!
|  | 44 | #VALUE!
|  | 45 | #VALUE!
|  | 46 | #VALUE!
|  | 47 | #VALUE!
|  | 48 | #VALUE!
|  | 49 | #VALUE!
|  | 50 | #VALUE!
|  | 51 | #VALUE!
|  | 52 | #VALUE!
|  | 53 | #VALUE!
|  | 54 | #VALUE!
|  | 55 | #VALUE!
|  | 56 | #VALUE!
|  | 57 | #VALUE!
|  | 58 | #VALUE!
|  | 59 | #VALUE!
|  | 60 | #VALUE!
|  | 61 | #VALUE!
|  | 62 | #VALUE!
|  | 63 | #VALUE!
|  | 64 | #VALUE!
|  | 65 | #VALUE!
|  | 66 | #VALUE!
|  | 67 | #VALUE!
|  | 68 | #VALUE!
|  | 69 | #VALUE!
|  | 70 | #VALUE!
|  | 71 | #VALUE!
|  | 72 | #VALUE!
|  | 73 | #VALUE!
|  | 74 | #VALUE!
|  | 75 | #VALUE!
|  | 76 | #VALUE!
|  | 77 | #VALUE!
|  | 78 | #VALUE!
|  | 79 | #VALUE!
|  | 80 | #VALUE!
|  | 81 | #VALUE!
|  | 82 | #VALUE!
|  | 83 | #VALUE!
|  | 84 | #VALUE!
|  | 85 | #VALUE!
|  | 86 | #VALUE!
|  | 87 | #VALUE!
|  | 88 | #VALUE!
|  | 89 | #VALUE!
|  | 90 | #VALUE!
|  | 91 | #VALUE!
|  | 92 | #VALUE!
|  | 93 | #VALUE!
|  | 94 | #VALUE!
|  | 95 | #VALUE!
|  | 96 | #VALUE!
|  | 97 | #VALUE!
|  | 98 | #VALUE!
|  | 99 | #VALUE!
|  | 100 | #VALUE!
|  | 101 | #VALUE!
|  | 102 | #VALUE!
|  | 103 | #VALUE!
|  | 104 | #VALUE!
|  | 105 | #VALUE!
|  | 106 | #VALUE!
|  | 107 | #VALUE!
|  | 108 | #VALUE!
|  | 109 | #VALUE!
|  | 110 | #VALUE!
Restart
Clean Values
Auto Transfer Suggested Alternator Data [Into Step 2 Below]

## Engine Sizing from Generator
Mecc Alte Alternator Performance Selector - Engine sizing
STEP 1 - | Operational & Environmental Considerations
Notes:
|  |  | Electrical Load Size |  | kVA at the ambient, altitude and power factor specified. |  |  | Conversion utility from Imperial to Metric
|  |  | Ambient temperature requested | 40 | C° |  |  | Feet [Ft] | Meters [m]
|  |  | Altitude requested | 1000 | m |  |  |  | -
|  |  | Load Power Factor | 0.8 | Cosφ |  |  | Fahrenheit [°F] | Celsius [°C]
|  |  | Frequency | 50 | Hz |  |  |  | -
0.1 |  |  |  | 1
0.2 |  |  | Equivalent Power at p.f.0.8 class H 40°/1000m | 0 | kVA or higher to be selected from MeccAlte catalogues |  | 1
0.3
0.4 |  |  |  |  | Suggested Alternator validity is for 3phase 4 poles p.f.0.8 class H standard voltage | 400 V
0.5 |  |  | Suggested Alternator: | - | Model
0.6 |  |  | Rated: | - | kVA p.f.0.8 class H 40°/1000m
0.7 |  |  | 100% Load Efficiency: | - | %
0.8 |  |  | 75% Load Efficiency: | - | %
0.9 |  |  | 50% Load Efficiency: | - | %
1
STEP 2 - | Identify the Mecc Alte Power node and related efficiency from literature
|  |  | Selected Alternator from MeccAlte catalogues | 350 | kVA - Power indicated at p.f.0.8 class H 40°/1000m
|  |  |  | Load point % | Efficiency Value % | Engine Size
|  |  | Efficiency at | 100 |  | Min. Engine Power Requested | - | kW at env. condition
|  |  | Efficiency at | 75 |  | Min. Engine power Requested | - | HP at env. Condition
|  |  | Efficiency at | 50 |  | Min. Engine Torque (4 poles) | - | Nm at nominal speed
|  |  | Working point | 0 | Insert Efficiency Data |  | Power Req. > Gen Size
|  |  | Max Efficiency | - | - |  | -
Alignement control
|  | mab= | #VALUE! | qab= | #VALUE!
#VALUE!
|  | 10000 | 100 | 1
|  | 5625 | 75 | 1
|  | 2500 | 50 | 1
|  | a= | #VALUE! | min= | 50
|  | b= | #VALUE! | max= | 100
|  | c= | #VALUE! | passo= | 1
|  | xV= | #VALUE! | yV= | #VALUE!
|  | x | y
|  | 40 | #VALUE!
|  | 41 | #VALUE!
|  | 42 | #VALUE!
|  | 43 | #VALUE!
|  | 44 | #VALUE!
|  | 45 | #VALUE!
|  | 46 | #VALUE!
|  | 47 | #VALUE!
|  | 48 | #VALUE!
|  | 49 | #VALUE!
|  | 50 | #VALUE!
|  | 51 | #VALUE!
|  | 52 | #VALUE!
|  | 53 | #VALUE!
|  | 54 | #VALUE!
|  | 55 | #VALUE!
|  | 56 | #VALUE!
|  | 57 | #VALUE!
|  | 58 | #VALUE!
|  | 59 | #VALUE!
|  | 60 | #VALUE!
|  | 61 | #VALUE!
|  | 62 | #VALUE!
|  | 63 | #VALUE!
|  | 64 | #VALUE!
|  | 65 | #VALUE!
|  | 66 | #VALUE!
|  | 67 | #VALUE!
|  | 68 | #VALUE!
|  | 69 | #VALUE!
|  | 70 | #VALUE!
|  | 71 | #VALUE!
|  | 72 | #VALUE!
|  | 73 | #VALUE!
|  | 74 | #VALUE!
|  | 75 | #VALUE!
|  | 76 | #VALUE!
|  | 77 | #VALUE!
|  | 78 | #VALUE!
|  | 79 | #VALUE!
|  | 80 | #VALUE!
|  | 81 | #VALUE!
|  | 82 | #VALUE!
|  | 83 | #VALUE!
|  | 84 | #VALUE!
|  | 85 | #VALUE!
|  | 86 | #VALUE!
|  | 87 | #VALUE!
|  | 88 | #VALUE!
|  | 89 | #VALUE!
|  | 90 | #VALUE!
|  | 91 | #VALUE!
|  | 92 | #VALUE!
|  | 93 | #VALUE!
|  | 94 | #VALUE!
|  | 95 | #VALUE!
|  | 96 | #VALUE!
|  | 97 | #VALUE!
|  | 98 | #VALUE!
|  | 99 | #VALUE!
|  | 100 | #VALUE!
|  | 101 | #VALUE!
|  | 102 | #VALUE!
|  | 103 | #VALUE!
|  | 104 | #VALUE!
|  | 105 | #VALUE!
|  | 106 | #VALUE!
|  | 107 | #VALUE!
|  | 108 | #VALUE!
|  | 109 | #VALUE!
|  | 110 | #VALUE!
Restart
Clean Values
Auto Transfer Suggested Alternator Data [Into Step 2 Below]

## Starting Capability
Mecc Alte Alternator Performance Selector
STARTING CAPABILITIES
Notes:
|  |  | Sizing Result |  |  |  |  | Measurement Unit [kW/Hp] | Default Starting Current [Is/In] | Nominal P.F. [cosφ] | Nominal Efficiency [η%] | Starting P.F. [cosφ]
|  |  | Total Load - Nominal Condition | Insert Load Data | kVA |  | DOL Motors | kW | 8 | 0.8 | 88% | 0.2
|  |  | Starting Capability requested in I Seq. | - | skVA |  | Star Delta | kW | 4 | 0.83 | 91% | 0.3
|  |  | Starting Capability requested in II Seq. with I set | - | skVA (if any II seq.) |  | Soft Starter. | kW | 3 | 0.86 | 93% | 0.4
|  |  | Starting Capability requested in III Seq. with I, II set | - | skVA (If any III seq.) |  | Suggested Alternator and Engine validity is for 3phase 4 poles p.f.0.8 class H standard voltage
|  |  | Starting Capability requested in III Seq. with I, II, III set | - | skVA (If any IV seq.)
|  |  | Minimum Generator size | - | kVA p.f.0.8 H 40°/1000m |  |  | Suggested Alternator: | - | - | kVA | - | Rendimento | 380 | 380 | 415
|  |  | Minimum Engine Size | - | kWm 40°/1000m |  |  | Frequency [Hz] | 50 |  |  |  |  | 400 | 400 | 440
[7 empty] | Only for V fall indication: | Voltage [V] | 415 | 1 |  |  |  | 415 | 415 | 460
|  |  | Maximum Transient Voltage fall With Sugg. Generator | - | Δ V% at constant speed |  | Only for V fall indication: | Power Factor | 0.8 |  |  |  |  | 440 | 440 | 480
Enter starting block sequence top to bottom
| I Block | Passive Loads [kVA P.F.0.8] |  | Active Loads. Please check the Measurement unit of Electrical motor [kW/Hp] | [5 empty] | - | Δ V%
|  |  |  | Direct on Line motors (DOL) |  | Star/delta motors (YD) |  | Soft Starter Motors (Inverters) |  | - | Δ V | - | 50Hz |  | cosphi 0 | cosphi 1
[10 empty] | - | V min | - | 60Hz |  | #VALUE! | #VALUE!
|  | 1 |  | 1 |  | 1 |  | 1 |  |  |  | #VALUE! | 3 | 1
|  | 1 |  | 1 |  | 1 |  | 1 |  | Prime Engine Power request |  | #VALUE! | 3 | 1
|  | 1 |  | 1 |  | 1 |  | 1 |  | - | kWm
|  | 1 |  | 1 |  | 1 |  | 1 |  | At I block sequence start up
|  | 1 |  | 1 |  | 1 |  | 1 |  | #VALUE! | #VALUE!
|  | 1 |  | 1 |  | 1 |  | 1 |  | kVA o kWm | skVA o skWm | Size kVA
|  |  | 0 |  | 0 |  | 0 |  | 0 | 0 | 0 | 0
| II Block (If present) | Passive Loads [kVA P.F.0.8] |  | Active Loads. Please check the Measurement unit of Electrical motor [kW/Hp] | [5 empty] | - | Δ V%
|  |  |  | Direct on Line motors (DOL) |  | Star/delta motors (YD) |  | Soft Starter Motors (Inverters) |  | - | Δ V | #VALUE! | #VALUE! | 50Hz
[10 empty] | - | V min | #VALUE! | #VALUE! | 60Hz | #VALUE! | #VALUE!
|  | 1 |  | 1 |  | 1 |  | 1 |  |  |  | #VALUE! | #VALUE! | 3 | 1
|  | 1 |  | 1 |  | 1 |  | 1 |  | Prime Engine Power request |  | #VALUE! | #VALUE! | 3 | 1
|  | 1 |  | 1 |  | 1 |  | 1 |  | - | kWm
|  | 1 |  | 1 |  | 1 |  | 1 |  | At II block sequence start up with I set
|  | 1 |  | 1 |  | 1 |  | 1 |  | #VALUE! | #VALUE!
|  | 1 |  | 1 |  | 1 |  | 1 |  | kVA o kWm | skVA o skWm | Size kVA
|  |  | 0 |  | 0 |  | 0 |  | 0 | 0 | 0 | 0
| III Block (If Present) | Passive Loads [kVA P.F.0.8] |  | Active Loads. Please check the Measurement unit of Electrical motor [kW/Hp] | [5 empty] | - | Δ V%
|  |  |  | Direct on Line motors (DOL) |  | Star/delta motors (YD) |  | Soft Starter Motors (Inverters) |  | - | Δ V | #VALUE! | #VALUE! | 50Hz
[10 empty] | - | V min | #VALUE! | #VALUE! | 60Hz | #VALUE! | #VALUE!
|  | 1 |  | 1 |  | 1 |  | 1 |  |  |  | #VALUE! | #VALUE! | 3 | 1
|  | 1 |  | 1 |  | 1 |  | 1 |  | Prime Engine Power request |  | #VALUE! | #VALUE! | 3 | 1
|  | 1 |  | 1 |  | 1 |  | 1 |  | - | kWm
|  | 1 |  | 1 |  | 1 |  | 1 |  | At III block sequence start up with I, II set
|  | 1 |  | 1 |  | 1 |  | 1 |  | #VALUE! | #VALUE!
|  | 1 |  | 1 |  | 1 |  | 1 |  | kVA o kWm | skVA o skWm | Size kVA
|  |  | 0 |  | 0 |  | 0 |  | 0 | 0 | 0 | 0
| IV Block (If Present) | Passive Loads [kVA P.F.0.8] |  | Active Loads. Please check the Measurement unit of Electrical motor [kW/Hp] | [5 empty] | - | Δ V%
|  |  |  | Direct on Line motors (DOL) |  | Star/delta motors (YD) |  | Soft Starter Motors (Inverters) |  | - | Δ V | #VALUE! | #VALUE! | 50Hz
[10 empty] | - | V min | #VALUE! | #VALUE! | 60Hz | #VALUE! | #VALUE!
|  | 1 |  | 1 |  | 1 |  | 1 |  |  |  | #VALUE! | #VALUE! | 3 | 1
|  | 1 |  | 1 |  | 1 |  | 1 |  | Prime Engine Power request |  | #VALUE! | #VALUE! | 3 | 1
|  | 1 |  | 1 |  | 1 |  | 1 |  | - | kWm
|  | 1 |  | 1 |  | 1 |  | 1 |  | At IV block sequence start up with I, II, III set
|  | 1 |  | 1 |  | 1 |  | 1 |  | #VALUE! | #VALUE!
|  | 1 |  | 1 |  | 1 |  | 1 |  | kVA o kWm | skVA o skWm | Size kVA
|  |  | 0 |  | 0 |  | 0 |  | 0 | 0 | 0 | 0
|  | 1 |  | 1 |  | 1 |  | 1
|  | 1 |  | 1 |  | 1 |  | 1
|  | 1 |  | 1 |  | 1 |  | 1
|  | 1 |  | 1 |  | 1 |  | 1
|  | 1 |  | 1 |  | 1 |  | 1
|  | 1 |  | 1 |  | 1 |  | 1
|  | 8 | 0.8 | 88% | 0.2
|  | 4 | 0.83 | 91% | 0.3
|  | 3 | 0.86 | 93% | 0.4
|  | P.F.0.8 | 50 Hz |  |  |  | 60 Hz |  |  |  |  | Cos Phi
|  | 50Hz | 380 | 400 | 415 | 440 | 415 | 440 | 460 | 480 |  | 0 |  | 1
|  | 0 | 0 | 0 | 0 | 0 | 0 | 0 | 0 | 0 |  | 1.2188 |  | 0.9
|  | 0.5 | 8.8643 | 8 | 7.4321 | 6.6116 | 10.7023 | 9.5207 | 8.7108 | 8 |  | 1.2188 |  | 0.9
|  | 1 | 16.3989 | 14.8 | 13.7495 | 12.2314 | 19.7992 | 17.6132 | 16.1149 | 14.8 |  | 1.2027 |  | 0.93243
|  | 1.5 | 22.4931 | 20.3 | 18.8591 | 16.7769 | 27.157 | 24.1587 | 22.1036 | 20.3 |  | 1.1724 |  | 0.93596
|  | 2 | 27.7008 | 25 | 23.2254 | 20.6612 | 33.4446 | 29.7521 | 27.2212 | 25 |  | 1.136 |  | 0.938
|  | 2.5 | 31.4681 | 28.4 | 26.3841 | 23.4711 | 37.9931 | 33.7983 | 30.9233 | 28.4 |  | 1.1127 |  | 0.94894
|  | 3 | 34.1274 | 30.8 | 28.6137 | 25.4545 | 41.2038 | 36.6545 | 33.5365 | 30.8 |  | 1.1006 |  | 0.95617
|  | 3.2 | 35.0139 | 31.6 | 29.3569 | 26.1157 | 42.274 | 37.6066 | 34.4076 | 31.6 |  | 1.0918 |  | 0.95728
Restart
Clean Values

## Unbalanced Load
Mecc Alte Alternator Performance Selector
UNBALANCED LOAD
Notes:
| Generator Data |  | Generator Performances
| Generator Voltage | V | Single phase LN voltage | - | V
| Generator 3ph. Rating | kVA at p.f.0.8 | Maximum Single phase load on LN | - | kW at p.f.1
Single ph. Rating Exceeds Gen. Capability
| Requested Single phase load on LN | kW at p.f.1 | Current unbalance LN | - | A
|  |  | Max neutral current Neutral Current | - | A
|  |  | Max additional symmetrical 3ph load available at the same time from L123 | - | kVA
|  |  | LL voltage unbalance with 3ph sensing under unbalanced load condition | - | V
% I unbalance | % with 3ph
100% | 15%
50% | 8.5%
25% | 4.8%
15% | 3%
10% | 2%
5% | 1%
L1
N
L3
L2
Restart
Clean Values

## Voltage Distortion
Mecc Alte Alternator Performance Selector
VOLTAGE DISTORTION
Notes:
Operation condition |  |  |  | Generator Data
Frequency | 50 | Hz |  | Subtransient Reactance Xd'' |  | Indicated at class H and reference voltage
Requested Voltage |  | V |  | Xd'' reference voltage |  | V
Distorted load size |  | kVA |  | Class H power |  | kVA of selected generator
Distorted Load definition current harmonic content |  |  | (Passive Bridge Rectifier as default, 30% ThD)
Harmonic | Frequency [Hz] | In% |  | Generator Performances |  |  | In% | In% | In%
5 | 250 | 21.2% |  | Resulting Xd'' | - |  | 21.2% | 14.13% | 7.067%
7 | 350 | 14% |  | Resulting Voltage ThD [%] | - |  | 14% | 9.333% | 4.667%
11 | 550 | 10% |  |  |  |  | 10% | 6.667% | 3.333%
13 | 650 | 8% |  | Examples: |  |  | 8% | 5.333% | 2.667%
17 | 850 | 6% |  | 3Ph Rectifier, SCR | 30% I ThD |  | 6% | 4% | 2%
19 | 950 | 5% |  | Filtered Inverter | 20% I ThD |  | 5% | 3.333% | 1.667%
23 | 1150 | 4% |  | Filtered UPS on-line | 10% I ThD |  | 4% | 2.667% | 1.333%
25 | 1250 | 4% |  |  |  |  | 4% | 2.667% | 1.333%
| Total Current ThD [%] | 30.04% |  |  |  |  | 30.04% | 20.03% | 10.01%
|  | Voltage | [11 empty] | Current
[S] | [rad/s] | 1 | 5 | 7 | 11 | 13 | 17 | 19 | 23 | 25 | Harmonics | [S] | [rad/s] | 1 | 5 | 7 | 11 | 13 | 17 | 19 | 23 | 25 | Harmonics | n*In^2
|  |  | 21.2% | 14% | 10% | 8% | 6% | 5% | 4% | 4% | In [%] |  |  |  | 21.2% | 14% | 10% | 8% | 6% | 5% | 4% | 4% | In [%] | 11236
0 | 0 | 0 | #VALUE! | #VALUE! | #VALUE! | #VALUE! | #VALUE! | #VALUE! | #VALUE! | #VALUE! | #VALUE! | 0 | 0 | 0 | 0 | 0 | 0 | 0 | 0 | 0 | 0 | 0 | 0 | 9604
1e-05 | 0.0031416 | 0.0031416 | #VALUE! | #VALUE! | #VALUE! | #VALUE! | #VALUE! | #VALUE! | #VALUE! | #VALUE! | #VALUE! | 1e-05 | 0.0031416 | 0.0031416 | 0.00333 | 0.0030785 | 0.0034551 | 0.0032663 | 0.0032029 | 0.0029827 | 0.0028878 | 0.0031384 | 0.028483 | 12100
2e-05 | 0.0062832 | 0.0062831 | #VALUE! | #VALUE! | #VALUE! | #VALUE! | #VALUE! | #VALUE! | #VALUE! | #VALUE! | #VALUE! | 2e-05 | 0.0062832 | 0.0062831 | 0.0066591 | 0.0061555 | 0.006906 | 0.0065272 | 0.0063967 | 0.0059549 | 0.0057604 | 0.0062574 | 0.0569 | 10816
3e-05 | 0.0094248 | 0.0094246 | #VALUE! | #VALUE! | #VALUE! | #VALUE! | #VALUE! | #VALUE! | #VALUE! | #VALUE! | #VALUE! | 3e-05 | 0.0094248 | 0.0094246 | 0.0099866 | 0.0092296 | 0.010349 | 0.0097773 | 0.0095722 | 0.0089058 | 0.008603 | 0.0093378 | 0.085186 | 10404
4e-05 | 0.012566 | 0.012566 | #VALUE! | #VALUE! | #VALUE! | #VALUE! | #VALUE! | #VALUE! | #VALUE! | #VALUE! | #VALUE! | 4e-05 | 0.012566 | 0.012566 | 0.013312 | 0.012299 | 0.013779 | 0.013011 | 0.01272 | 0.011825 | 0.011401 | 0.012361 | 0.11327 | 9025
5e-05 | 0.015708 | 0.015707 | #VALUE! | #VALUE! | #VALUE! | #VALUE! | #VALUE! | #VALUE! | #VALUE! | #VALUE! | #VALUE! | 5e-05 | 0.015708 | 0.015707 | 0.016633 | 0.015363 | 0.017193 | 0.016223 | 0.015832 | 0.014702 | 0.014139 | 0.015307 | 0.1411 | 8464
6e-05 | 0.01885 | 0.018848 | #VALUE! | #VALUE! | #VALUE! | #VALUE! | #VALUE! | #VALUE! | #VALUE! | #VALUE! | #VALUE! | 6e-05 | 0.01885 | 0.018848 | 0.019951 | 0.018419 | 0.020586 | 0.019408 | 0.018899 | 0.017527 | 0.016803 | 0.01816 | 0.1686 | 10000
7e-05 | 0.021991 | 0.021989 | #VALUE! | #VALUE! | #VALUE! | #VALUE! | #VALUE! | #VALUE! | #VALUE! | #VALUE! | #VALUE! | 7e-05 | 0.021991 | 0.021989 | 0.023264 | 0.021466 | 0.023955 | 0.022561 | 0.021912 | 0.020289 | 0.01938 | 0.0209 | 0.19572
8e-05 | 0.025133 | 0.02513 | #VALUE! | #VALUE! | #VALUE! | #VALUE! | #VALUE! | #VALUE! | #VALUE! | #VALUE! | #VALUE! | 8e-05 | 0.025133 | 0.02513 | 0.026571 | 0.024503 | 0.027295 | 0.025675 | 0.024863 | 0.022979 | 0.021856 | 0.023511 | 0.22238 | 81649
9e-05 | 0.028274 | 0.028271 | #VALUE! | #VALUE! | #VALUE! | #VALUE! | #VALUE! | #VALUE! | #VALUE! | #VALUE! | #VALUE! | 9e-05 | 0.028274 | 0.028271 | 0.029871 | 0.027528 | 0.030603 | 0.028748 | 0.027742 | 0.025587 | 0.024217 | 0.025978 | 0.24854
0.0001 | 0.031416 | 0.031411 | #VALUE! | #VALUE! | #VALUE! | #VALUE! | #VALUE! | #VALUE! | #VALUE! | #VALUE! | #VALUE! | 0.0001 | 0.031416 | 0.031411 | 0.033164 | 0.03054 | 0.033874 | 0.031772 | 0.030542 | 0.028104 | 0.026452 | 0.028284 | 0.27414
0.00011 | 0.034558 | 0.034551 | #VALUE! | #VALUE! | #VALUE! | #VALUE! | #VALUE! | #VALUE! | #VALUE! | #VALUE! | #VALUE! | 0.00011 | 0.034558 | 0.034551 | 0.036449 | 0.033537 | 0.037104 | 0.034743 | 0.033256 | 0.030521 | 0.02855 | 0.030416 | 0.29913
0.00012 | 0.037699 | 0.03769 | #VALUE! | #VALUE! | #VALUE! | #VALUE! | #VALUE! | #VALUE! | #VALUE! | #VALUE! | #VALUE! | 0.00012 | 0.037699 | 0.03769 | 0.039725 | 0.036518 | 0.040291 | 0.037656 | 0.035874 | 0.032829 | 0.030498 | 0.032361 | 0.32344
0.00013 | 0.040841 | 0.040829 | #VALUE! | #VALUE! | #VALUE! | #VALUE! | #VALUE! | #VALUE! | #VALUE! | #VALUE! | #VALUE! | 0.00013 | 0.040841 | 0.040829 | 0.042991 | 0.039481 | 0.043429 | 0.040507 | 0.03839 | 0.035021 | 0.032287 | 0.034106 | 0.34704
0.00014 | 0.043982 | 0.043968 | #VALUE! | #VALUE! | #VALUE! | #VALUE! | #VALUE! | #VALUE! | #VALUE! | #VALUE! | #VALUE! | 0.00014 | 0.043982 | 0.043968 | 0.046246 | 0.042425 | 0.046515 | 0.04329 | 0.040797 | 0.037087 | 0.033907 | 0.03564 | 0.36988
0.00015 | 0.047124 | 0.047106 | #VALUE! | #VALUE! | #VALUE! | #VALUE! | #VALUE! | #VALUE! | #VALUE! | #VALUE! | #VALUE! | 0.00015 | 0.047124 | 0.047106 | 0.04949 | 0.045348 | 0.049546 | 0.046 | 0.043088 | 0.039022 | 0.035351 | 0.036955 | 0.39191
0.00016 | 0.050265 | 0.050244 | #VALUE! | #VALUE! | #VALUE! | #VALUE! | #VALUE! | #VALUE! | #VALUE! | #VALUE! | #VALUE! | 0.00016 | 0.050265 | 0.050244 | 0.052722 | 0.04825 | 0.052517 | 0.048634 | 0.045255 | 0.040817 | 0.03661 | 0.038042 | 0.41309
0.00017 | 0.053407 | 0.053382 | #VALUE! | #VALUE! | #VALUE! | #VALUE! | #VALUE! | #VALUE! | #VALUE! | #VALUE! | #VALUE! | 0.00017 | 0.053407 | 0.053382 | 0.055941 | 0.051128 | 0.055426 | 0.051187 | 0.047294 | 0.042467 | 0.037678 | 0.038895 | 0.4334
0.00018 | 0.056549 | 0.056519 | #VALUE! | #VALUE! | #VALUE! | #VALUE! | #VALUE! | #VALUE! | #VALUE! | #VALUE! | #VALUE! | 0.00018 | 0.056549 | 0.056519 | 0.059146 | 0.053982 | 0.058269 | 0.053655 | 0.049197 | 0.043966 | 0.038549 | 0.039508 | 0.45279
0.00019 | 0.05969 | 0.059655 | #VALUE! | #VALUE! | #VALUE! | #VALUE! | #VALUE! | #VALUE! | #VALUE! | #VALUE! | #VALUE! | 0.00019 | 0.05969 | 0.059655 | 0.062337 | 0.056809 | 0.061042 | 0.056033 | 0.05096 | 0.045308 | 0.039219 | 0.039877 | 0.47124
0.0002 | 0.062832 | 0.062791 | #VALUE! | #VALUE! | #VALUE! | #VALUE! | #VALUE! | #VALUE! | #VALUE! | #VALUE! | #VALUE! | 0.0002 | 0.062832 | 0.062791 | 0.065512 | 0.059609 | 0.063742 | 0.058317 | 0.052578 | 0.046489 | 0.039685 | 0.04 | 0.48872
0.00021 | 0.065973 | 0.065926 | #VALUE! | #VALUE! | #VALUE! | #VALUE! | #VALUE! | #VALUE! | #VALUE! | #VALUE! | #VALUE! | 0.00021 | 0.065973 | 0.065926 | 0.06867 | 0.06238 | 0.066367 | 0.060505 | 0.054046 | 0.047504 | 0.039943 | 0.039877 | 0.50522
0.00022 | 0.069115 | 0.06906 | #VALUE! | #VALUE! | #VALUE! | #VALUE! | #VALUE! | #VALUE! | #VALUE! | #VALUE! | #VALUE! | 0.00022 | 0.069115 | 0.06906 | 0.071812 | 0.065121 | 0.068911 | 0.062591 | 0.05536 | 0.04835 | 0.039993 | 0.039508 | 0.52071
0.00023 | 0.072257 | 0.072194 | #VALUE! | #VALUE! | #VALUE! | #VALUE! | #VALUE! | #VALUE! | #VALUE! | #VALUE! | #VALUE! | 0.00023 | 0.072257 | 0.072194 | 0.074937 | 0.067831 | 0.071374 | 0.064573 | 0.056516 | 0.049024 | 0.039834 | 0.038895 | 0.53518
0.00024 | 0.075398 | 0.075327 | #VALUE! | #VALUE! | #VALUE! | #VALUE! | #VALUE! | #VALUE! | #VALUE! | #VALUE! | #VALUE! | 0.00024 | 0.075398 | 0.075327 | 0.078042 | 0.070507 | 0.073751 | 0.066448 | 0.057511 | 0.049523 | 0.039467 | 0.038042 | 0.54862
0.00025 | 0.07854 | 0.078459 | #VALUE! | #VALUE! | #VALUE! | #VALUE! | #VALUE! | #VALUE! | #VALUE! | #VALUE! | #VALUE! | 0.00025 | 0.07854 | 0.078459 | 0.081129 | 0.07315 | 0.076041 | 0.068211 | 0.058342 | 0.049846 | 0.038895 | 0.036955 | 0.56103
0.00026 | 0.081681 | 0.081591 | #VALUE! | #VALUE! | #VALUE! | #VALUE! | #VALUE! | #VALUE! | #VALUE! | #VALUE! | #VALUE! | 0.00026 | 0.081681 | 0.081591 | 0.084195 | 0.075757 | 0.078239 | 0.069861 | 0.059007 | 0.049991 | 0.038119 | 0.03564 | 0.5724
0.00027 | 0.084823 | 0.084721 | #VALUE! | #VALUE! | #VALUE! | #VALUE! | #VALUE! | #VALUE! | #VALUE! | #VALUE! | #VALUE! | 0.00027 | 0.084823 | 0.084721 | 0.087241 | 0.078328 | 0.080344 | 0.071394 | 0.059503 | 0.049958 | 0.037145 | 0.034106 | 0.58274
0.00028 | 0.087965 | 0.087851 | #VALUE! | #VALUE! | #VALUE! | #VALUE! | #VALUE! | #VALUE! | #VALUE! | #VALUE! | #VALUE! | 0.00028 | 0.087965 | 0.087851 | 0.090265 | 0.08086 | 0.082353 | 0.072808 | 0.05983 | 0.049748 | 0.035976 | 0.032361 | 0.59205
0.00029 | 0.091106 | 0.09098 | #VALUE! | #VALUE! | #VALUE! | #VALUE! | #VALUE! | #VALUE! | #VALUE! | #VALUE! | #VALUE! | 0.00029 | 0.091106 | 0.09098 | 0.093267 | 0.083354 | 0.084264 | 0.074101 | 0.059985 | 0.04936 | 0.03462 | 0.030416 | 0.60035
0.0003 | 0.094248 | 0.094108 | #VALUE! | #VALUE! | #VALUE! | #VALUE! | #VALUE! | #VALUE! | #VALUE! | #VALUE! | #VALUE! | 0.0003 | 0.094248 | 0.094108 | 0.096246 | 0.085807 | 0.086074 | 0.07527 | 0.05997 | 0.048796 | 0.033083 | 0.028284 | 0.60764
0.00031 | 0.097389 | 0.097235 | #VALUE! | #VALUE! | #VALUE! | #VALUE! | #VALUE! | #VALUE! | #VALUE! | #VALUE! | #VALUE! | 0.00031 | 0.097389 | 0.097235 | 0.099201 | 0.088219 | 0.087782 | 0.076314 | 0.059784 | 0.048058 | 0.031374 | 0.025978 | 0.61395
0.00032 | 0.10053 | 0.10036 | #VALUE! | #VALUE! | #VALUE! | #VALUE! | #VALUE! | #VALUE! | #VALUE! | #VALUE! | #VALUE! | 0.00032 | 0.10053 | 0.10036 | 0.10213 | 0.090588 | 0.089384 | 0.077231 | 0.059428 | 0.04715 | 0.029501 | 0.023511 | 0.61929
0.00033 | 0.10367 | 0.10349 | #VALUE! | #VALUE! | #VALUE! | #VALUE! | #VALUE! | #VALUE! | #VALUE! | #VALUE! | #VALUE! | 0.00033 | 0.10367 | 0.10349 | 0.10504 | 0.092913 | 0.09088 | 0.078018 | 0.058902 | 0.046073 | 0.027473 | 0.0209 | 0.62368
0.00034 | 0.10681 | 0.10661 | #VALUE! | #VALUE! | #VALUE! | #VALUE! | #VALUE! | #VALUE! | #VALUE! | #VALUE! | #VALUE! | 0.00034 | 0.10681 | 0.10661 | 0.10792 | 0.095193 | 0.092267 | 0.078676 | 0.058208 | 0.044832 | 0.025303 | 0.01816 | 0.62717
0.00035 | 0.10996 | 0.10973 | #VALUE! | #VALUE! | #VALUE! | #VALUE! | #VALUE! | #VALUE! | #VALUE! | #VALUE! | #VALUE! | 0.00035 | 0.10996 | 0.10973 | 0.11077 | 0.097428 | 0.093544 | 0.079202 | 0.057348 | 0.043432 | 0.023 | 0.015307 | 0.62976
0.00036 | 0.1131 | 0.11286 | #VALUE! | #VALUE! | #VALUE! | #VALUE! | #VALUE! | #VALUE! | #VALUE! | #VALUE! | #VALUE! | 0.00036 | 0.1131 | 0.11286 | 0.1136 | 0.099615 | 0.09471 | 0.079596 | 0.056324 | 0.041876 | 0.020578 | 0.012361 | 0.63151
0.00037 | 0.11624 | 0.11598 | #VALUE! | #VALUE! | #VALUE! | #VALUE! | #VALUE! | #VALUE! | #VALUE! | #VALUE! | #VALUE! | 0.00037 | 0.11624 | 0.11598 | 0.11639 | 0.10175 | 0.095762 | 0.079858 | 0.05514 | 0.040172 | 0.018048 | 0.0093378 | 0.63244
0.00038 | 0.11938 | 0.1191 | #VALUE! | #VALUE! | #VALUE! | #VALUE! | #VALUE! | #VALUE! | #VALUE! | #VALUE! | #VALUE! | 0.00038 | 0.11938 | 0.1191 | 0.11916 | 0.10384 | 0.0967 | 0.079986 | 0.053798 | 0.038325 | 0.015423 | 0.0062574 | 0.63259
0.00039 | 0.12252 | 0.12222 | #VALUE! | #VALUE! | #VALUE! | #VALUE! | #VALUE! | #VALUE! | #VALUE! | #VALUE! | #VALUE! | 0.00039 | 0.12252 | 0.12222 | 0.1219 | 0.10588 | 0.097523 | 0.079981 | 0.052304 | 0.036341 | 0.012719 | 0.0031384 | 0.63201
0.0004 | 0.12566 | 0.12533 | #VALUE! | #VALUE! | #VALUE! | #VALUE! | #VALUE! | #VALUE! | #VALUE! | #VALUE! | #VALUE! | 0.0004 | 0.12566 | 0.12533 | 0.12461 | 0.10787 | 0.098229 | 0.079842 | 0.05066 | 0.034227 | 0.0099476 | -1.1945e-16 | 0.63072
0.00041 | 0.12881 | 0.12845 | #VALUE! | #VALUE! | #VALUE! | #VALUE! | #VALUE! | #VALUE! | #VALUE! | #VALUE! | #VALUE! | 0.00041 | 0.12881 | 0.12845 | 0.12729 | 0.10981 | 0.098817 | 0.07957 | 0.048871 | 0.031992 | 0.0071246 | -0.0031384 | 0.62878
0.00042 | 0.13195 | 0.13156 | #VALUE! | #VALUE! | #VALUE! | #VALUE! | #VALUE! | #VALUE! | #VALUE! | #VALUE! | #VALUE! | 0.00042 | 0.13195 | 0.13156 | 0.12994 | 0.11169 | 0.099288 | 0.079166 | 0.046943 | 0.029643 | 0.0042644 | -0.0062574 | 0.62624
0.00043 | 0.13509 | 0.13468 | #VALUE! | #VALUE! | #VALUE! | #VALUE! | #VALUE! | #VALUE! | #VALUE! | #VALUE! | #VALUE! | 0.00043 | 0.13509 | 0.13468 | 0.13255 | 0.11352 | 0.09964 | 0.07863 | 0.044882 | 0.027188 | 0.001382 | -0.0093378 | 0.62313
0.00044 | 0.13823 | 0.13779 | #VALUE! | #VALUE! | #VALUE! | #VALUE! | #VALUE! | #VALUE! | #VALUE! | #VALUE! | #VALUE! | 0.00044 | 0.13823 | 0.13779 | 0.13513 | 0.11529 | 0.099874 | 0.077962 | 0.042692 | 0.024636 | -0.0015076 | -0.012361 | 0.61951
0.00045 | 0.14137 | 0.1409 | #VALUE! | #VALUE! | #VALUE! | #VALUE! | #VALUE! | #VALUE! | #VALUE! | #VALUE! | #VALUE! | 0.00045 | 0.14137 | 0.1409 | 0.13768 | 0.11701 | 0.099988 | 0.077165 | 0.040381 | 0.021997 | -0.0043894 | -0.015307 | 0.61543
0.00046 | 0.14451 | 0.14401 | #VALUE! | #VALUE! | #VALUE! | #VALUE! | #VALUE! | #VALUE! | #VALUE! | #VALUE! | #VALUE! | 0.00046 | 0.14451 | 0.14401 | 0.1402 | 0.11867 | 0.099982 | 0.076238 | 0.037954 | 0.019279 | -0.0072482 | -0.01816 | 0.61093
0.00047 | 0.14765 | 0.14712 | #VALUE! | #VALUE! | #VALUE! | #VALUE! | #VALUE! | #VALUE! | #VALUE! | #VALUE! | #VALUE! | 0.00047 | 0.14765 | 0.14712 | 0.14268 | 0.12028 | 0.099857 | 0.075185 | 0.035419 | 0.016493 | -0.010069 | -0.0209 | 0.60606
0.00048 | 0.1508 | 0.15023 | #VALUE! | #VALUE! | #VALUE! | #VALUE! | #VALUE! | #VALUE! | #VALUE! | #VALUE! | #VALUE! | 0.00048 | 0.1508 | 0.15023 | 0.14512 | 0.12183 | 0.099613 | 0.074006 | 0.032784 | 0.013648 | -0.012838 | -0.023511 | 0.60088
0.00049 | 0.15394 | 0.15333 | #VALUE! | #VALUE! | #VALUE! | #VALUE! | #VALUE! | #VALUE! | #VALUE! | #VALUE! | #VALUE! | 0.00049 | 0.15394 | 0.15333 | 0.14753 | 0.12331 | 0.09925 | 0.072704 | 0.030054 | 0.010754 | -0.015539 | -0.025978 | 0.59542
0.0005 | 0.15708 | 0.15643 | #VALUE! | #VALUE! | #VALUE! | #VALUE! | #VALUE! | #VALUE! | #VALUE! | #VALUE! | #VALUE! | 0.0005 | 0.15708 | 0.15643 | 0.14991 | 0.12474 | 0.098769 | 0.071281 | 0.027239 | 0.0078217 | -0.01816 | -0.028284 | 0.58975
0.00051 | 0.16022 | 0.15954 | #VALUE! | #VALUE! | #VALUE! | #VALUE! | #VALUE! | #VALUE! | #VALUE! | #VALUE! | #VALUE! | 0.00051 | 0.16022 | 0.15954 | 0.15224 | 0.12611 | 0.098169 | 0.069738 | 0.024347 | 0.0048618 | -0.020685 | -0.030416 | 0.5839
0.00052 | 0.16336 | 0.16264 | #VALUE! | #VALUE! | #VALUE! | #VALUE! | #VALUE! | #VALUE! | #VALUE! | #VALUE! | #VALUE! | 0.00052 | 0.16336 | 0.16264 | 0.15454 | 0.12741 | 0.097453 | 0.06808 | 0.021385 | 0.0018845 | -0.023103 | -0.032361 | 0.57793
0.00053 | 0.1665 | 0.16574 | #VALUE! | #VALUE! | #VALUE! | #VALUE! | #VALUE! | #VALUE! | #VALUE! | #VALUE! | #VALUE! | 0.00053 | 0.1665 | 0.16574 | 0.1568 | 0.12866 | 0.09662 | 0.066307 | 0.018362 | -0.0010995 | -0.0254 | -0.034106 | 0.57188
0.00054 | 0.16965 | 0.16883 | #VALUE! | #VALUE! | #VALUE! | #VALUE! | #VALUE! | #VALUE! | #VALUE! | #VALUE! | #VALUE! | 0.00054 | 0.16965 | 0.16883 | 0.15902 | 0.12984 | 0.095671 | 0.064425 | 0.015286 | -0.0040795 | -0.027565 | -0.03564 | 0.5658
0.00055 | 0.17279 | 0.17193 | #VALUE! | #VALUE! | #VALUE! | #VALUE! | #VALUE! | #VALUE! | #VALUE! | #VALUE! | #VALUE! | 0.00055 | 0.17279 | 0.17193 | 0.16121 | 0.13096 | 0.094609 | 0.062434 | 0.012167 | -0.0070451 | -0.029585 | -0.036955 | 0.55972
0.00056 | 0.17593 | 0.17502 | #VALUE! | #VALUE! | #VALUE! | #VALUE! | #VALUE! | #VALUE! | #VALUE! | #VALUE! | #VALUE! | 0.00056 | 0.17593 | 0.17502 | 0.16335 | 0.13202 | 0.093433 | 0.06034 | 0.0090135 | -0.0099855 | -0.031452 | -0.038042 | 0.5537
0.00057 | 0.17907 | 0.17812 | #VALUE! | #VALUE! | #VALUE! | #VALUE! | #VALUE! | #VALUE! | #VALUE! | #VALUE! | #VALUE! | 0.00057 | 0.17907 | 0.17812 | 0.16545 | 0.13301 | 0.092146 | 0.058145 | 0.0058341 | -0.01289 | -0.033154 | -0.038895 | 0.54776
0.00058 | 0.18221 | 0.18121 | #VALUE! | #VALUE! | #VALUE! | #VALUE! | #VALUE! | #VALUE! | #VALUE! | #VALUE! | #VALUE! | 0.00058 | 0.18221 | 0.18121 | 0.16751 | 0.13394 | 0.090748 | 0.055853 | 0.0026381 | -0.015749 | -0.034683 | -0.039508 | 0.54196
0.00059 | 0.18535 | 0.18429 | #VALUE! | #VALUE! | #VALUE! | #VALUE! | #VALUE! | #VALUE! | #VALUE! | #VALUE! | #VALUE! | 0.00059 | 0.18535 | 0.18429 | 0.16953 | 0.1348 | 0.089243 | 0.053468 | -0.00056548 | -0.018552 | -0.036031 | -0.039877 | 0.53632
0.0006 | 0.1885 | 0.18738 | #VALUE! | #VALUE! | #VALUE! | #VALUE! | #VALUE! | #VALUE! | #VALUE! | #VALUE! | #VALUE! | 0.0006 | 0.1885 | 0.18738 | 0.17151 | 0.1356 | 0.087631 | 0.050994 | -0.0037674 | -0.021289 | -0.037191 | -0.04 | 0.53087
0.00061 | 0.19164 | 0.19047 | #VALUE! | #VALUE! | #VALUE! | #VALUE! | #VALUE! | #VALUE! | #VALUE! | #VALUE! | #VALUE! | 0.00061 | 0.19164 | 0.19047 | 0.17345 | 0.13633 | 0.085914 | 0.048435 | -0.0069586 | -0.02395 | -0.038157 | -0.039877 | 0.52565
0.00062 | 0.19478 | 0.19355 | #VALUE! | #VALUE! | #VALUE! | #VALUE! | #VALUE! | #VALUE! | #VALUE! | #VALUE! | #VALUE! | 0.00062 | 0.19478 | 0.19355 | 0.17534 | 0.137 | 0.084094 | 0.045795 | -0.01013 | -0.026526 | -0.038924 | -0.039508 | 0.52069
0.00063 | 0.19792 | 0.19663 | #VALUE! | #VALUE! | #VALUE! | #VALUE! | #VALUE! | #VALUE! | #VALUE! | #VALUE! | #VALUE! | 0.00063 | 0.19792 | 0.19663 | 0.17719 | 0.1376 | 0.082175 | 0.043078 | -0.013272 | -0.029007 | -0.039488 | -0.038895 | 0.51601
0.00064 | 0.20106 | 0.19971 | #VALUE! | #VALUE! | #VALUE! | #VALUE! | #VALUE! | #VALUE! | #VALUE! | #VALUE! | #VALUE! | 0.00064 | 0.20106 | 0.19971 | 0.179 | 0.13814 | 0.080157 | 0.04029 | -0.016377 | -0.031385 | -0.039845 | -0.038042 | 0.51164
0.00065 | 0.2042 | 0.20279 | #VALUE! | #VALUE! | #VALUE! | #VALUE! | #VALUE! | #VALUE! | #VALUE! | #VALUE! | #VALUE! | 0.00065 | 0.2042 | 0.20279 | 0.18076 | 0.1386 | 0.078043 | 0.037434 | -0.019435 | -0.033651 | -0.039995 | -0.036955 | 0.50759
0.00066 | 0.20735 | 0.20586 | #VALUE! | #VALUE! | #VALUE! | #VALUE! | #VALUE! | #VALUE! | #VALUE! | #VALUE! | #VALUE! | 0.00066 | 0.20735 | 0.20586 | 0.18248 | 0.139 | 0.075836 | 0.034516 | -0.022438 | -0.035797 | -0.039936 | -0.03564 | 0.50389
0.00067 | 0.21049 | 0.20894 | #VALUE! | #VALUE! | #VALUE! | #VALUE! | #VALUE! | #VALUE! | #VALUE! | #VALUE! | #VALUE! | 0.00067 | 0.21049 | 0.20894 | 0.18415 | 0.13934 | 0.073539 | 0.031541 | -0.025376 | -0.037816 | -0.039669 | -0.034106 | 0.50054
0.00068 | 0.21363 | 0.21201 | #VALUE! | #VALUE! | #VALUE! | #VALUE! | #VALUE! | #VALUE! | #VALUE! | #VALUE! | #VALUE! | 0.00068 | 0.21363 | 0.21201 | 0.18578 | 0.1396 | 0.071154 | 0.028513 | -0.028242 | -0.0397 | -0.039194 | -0.032361 | 0.49756
0.00069 | 0.21677 | 0.21508 | #VALUE! | #VALUE! | #VALUE! | #VALUE! | #VALUE! | #VALUE! | #VALUE! | #VALUE! | #VALUE! | 0.00069 | 0.21677 | 0.21508 | 0.18736 | 0.1398 | 0.068683 | 0.025437 | -0.031028 | -0.041442 | -0.038515 | -0.030416 | 0.49495
0.0007 | 0.21991 | 0.21814 | #VALUE! | #VALUE! | #VALUE! | #VALUE! | #VALUE! | #VALUE! | #VALUE! | #VALUE! | #VALUE! | 0.0007 | 0.21991 | 0.21814 | 0.18889 | 0.13993 | 0.066131 | 0.022319 | -0.033725 | -0.043037 | -0.037635 | -0.028284 | 0.49274
0.00071 | 0.22305 | 0.22121 | #VALUE! | #VALUE! | #VALUE! | #VALUE! | #VALUE! | #VALUE! | #VALUE! | #VALUE! | #VALUE! | 0.00071 | 0.22305 | 0.22121 | 0.19038 | 0.13999 | 0.0635 | 0.019164 | -0.036326 | -0.044479 | -0.036559 | -0.025978 | 0.49091
0.00072 | 0.22619 | 0.22427 | #VALUE! | #VALUE! | #VALUE! | #VALUE! | #VALUE! | #VALUE! | #VALUE! | #VALUE! | #VALUE! | 0.00072 | 0.22619 | 0.22427 | 0.19182 | 0.13999 | 0.060793 | 0.015977 | -0.038823 | -0.045762 | -0.035292 | -0.023511 | 0.48946
0.00073 | 0.22934 | 0.22733 | #VALUE! | #VALUE! | #VALUE! | #VALUE! | #VALUE! | #VALUE! | #VALUE! | #VALUE! | #VALUE! | 0.00073 | 0.22934 | 0.22733 | 0.19322 | 0.13992 | 0.058013 | 0.012763 | -0.04121 | -0.046882 | -0.03384 | -0.0209 | 0.48841
0.00074 | 0.23248 | 0.23039 | #VALUE! | #VALUE! | #VALUE! | #VALUE! | #VALUE! | #VALUE! | #VALUE! | #VALUE! | #VALUE! | 0.00074 | 0.23248 | 0.23039 | 0.19456 | 0.13978 | 0.055165 | 0.0095278 | -0.043479 | -0.047836 | -0.032212 | -0.01816 | 0.48774
0.00075 | 0.23562 | 0.23345 | #VALUE! | #VALUE! | #VALUE! | #VALUE! | #VALUE! | #VALUE! | #VALUE! | #VALUE! | #VALUE! | 0.00075 | 0.23562 | 0.23345 | 0.19586 | 0.13957 | 0.05225 | 0.0062767 | -0.045624 | -0.048618 | -0.030416 | -0.015307 | 0.48744
0.00076 | 0.23876 | 0.2365 | #VALUE! | #VALUE! | #VALUE! | #VALUE! | #VALUE! | #VALUE! | #VALUE! | #VALUE! | #VALUE! | 0.00076 | 0.23876 | 0.2365 | 0.19711 | 0.13929 | 0.049273 | 0.0030152 | -0.047639 | -0.049228 | -0.028461 | -0.012361 | 0.4875
0.00077 | 0.2419 | 0.23955 | #VALUE! | #VALUE! | #VALUE! | #VALUE! | #VALUE! | #VALUE! | #VALUE! | #VALUE! | #VALUE! | 0.00077 | 0.2419 | 0.23955 | 0.19831 | 0.13895 | 0.046237 | -0.00025133 | -0.049519 | -0.049663 | -0.026358 | -0.0093378 | 0.48792
0.00078 | 0.24504 | 0.2426 | #VALUE! | #VALUE! | #VALUE! | #VALUE! | #VALUE! | #VALUE! | #VALUE! | #VALUE! | #VALUE! | 0.00078 | 0.24504 | 0.2426 | 0.19947 | 0.13854 | 0.043146 | -0.0035174 | -0.051257 | -0.04992 | -0.024117 | -0.0062574 | 0.48868
0.00079 | 0.24819 | 0.24565 | #VALUE! | #VALUE! | #VALUE! | #VALUE! | #VALUE! | #VALUE! | #VALUE! | #VALUE! | #VALUE! | 0.00079 | 0.24819 | 0.24565 | 0.20057 | 0.13806 | 0.040003 | -0.0067777 | -0.052848 | -0.05 | -0.02175 | -0.0031384 | 0.48977
0.0008 | 0.25133 | 0.24869 | #VALUE! | #VALUE! | #VALUE! | #VALUE! | #VALUE! | #VALUE! | #VALUE! | #VALUE! | #VALUE! | 0.0008 | 0.25133 | 0.24869 | 0.20162 | 0.13752 | 0.036812 | -0.010027 | -0.05429 | -0.049901 | -0.01927 | 4.5206e-16 | 0.49116
0.00081 | 0.25447 | 0.25173 | #VALUE! | #VALUE! | #VALUE! | #VALUE! | #VALUE! | #VALUE! | #VALUE! | #VALUE! | #VALUE! | 0.00081 | 0.25447 | 0.25173 | 0.20263 | 0.13691 | 0.033578 | -0.013259 | -0.055576 | -0.049625 | -0.016689 | 0.0031384 | 0.49284
0.00082 | 0.25761 | 0.25477 | #VALUE! | #VALUE! | #VALUE! | #VALUE! | #VALUE! | #VALUE! | #VALUE! | #VALUE! | #VALUE! | 0.00082 | 0.25761 | 0.25477 | 0.20358 | 0.13623 | 0.030304 | -0.016469 | -0.056704 | -0.049172 | -0.014021 | 0.0062574 | 0.49478
0.00083 | 0.26075 | 0.25781 | #VALUE! | #VALUE! | #VALUE! | #VALUE! | #VALUE! | #VALUE! | #VALUE! | #VALUE! | #VALUE! | 0.00083 | 0.26075 | 0.25781 | 0.20449 | 0.13549 | 0.026993 | -0.019652 | -0.05767 | -0.048544 | -0.01128 | 0.0093378 | 0.49697
0.00084 | 0.26389 | 0.26084 | #VALUE! | #VALUE! | #VALUE! | #VALUE! | #VALUE! | #VALUE! | #VALUE! | #VALUE! | #VALUE! | 0.00084 | 0.26389 | 0.26084 | 0.20534 | 0.13468 | 0.02365 | -0.022802 | -0.058472 | -0.047743 | -0.0084803 | 0.012361 | 0.49938
0.00085 | 0.26704 | 0.26387 | #VALUE! | #VALUE! | #VALUE! | #VALUE! | #VALUE! | #VALUE! | #VALUE! | #VALUE! | #VALUE! | 0.00085 | 0.26704 | 0.26387 | 0.20614 | 0.13381 | 0.020279 | -0.025913 | -0.059107 | -0.046772 | -0.005636 | 0.015307 | 0.50198
0.00086 | 0.27018 | 0.2669 | #VALUE! | #VALUE! | #VALUE! | #VALUE! | #VALUE! | #VALUE! | #VALUE! | #VALUE! | #VALUE! | 0.00086 | 0.27018 | 0.2669 | 0.20689 | 0.13287 | 0.016883 | -0.028982 | -0.059573 | -0.045635 | -0.0027624 | 0.01816 | 0.50476
0.00087 | 0.27332 | 0.26993 | #VALUE! | #VALUE! | #VALUE! | #VALUE! | #VALUE! | #VALUE! | #VALUE! | #VALUE! | #VALUE! | 0.00087 | 0.27332 | 0.26993 | 0.2076 | 0.13187 | 0.013468 | -0.032002 | -0.059869 | -0.044334 | 0.00012566 | 0.0209 | 0.50768
0.00088 | 0.27646 | 0.27295 | #VALUE! | #VALUE! | #VALUE! | #VALUE! | #VALUE! | #VALUE! | #VALUE! | #VALUE! | #VALUE! | 0.00088 | 0.27646 | 0.27295 | 0.20824 | 0.13081 | 0.010036 | -0.034969 | -0.059995 | -0.042876 | 0.0030131 | 0.023511 | 0.51072
0.00089 | 0.2796 | 0.27597 | #VALUE! | #VALUE! | #VALUE! | #VALUE! | #VALUE! | #VALUE! | #VALUE! | #VALUE! | #VALUE! | 0.00089 | 0.2796 | 0.27597 | 0.20884 | 0.12968 | 0.0065926 | -0.037878 | -0.05995 | -0.041266 | 0.0058848 | 0.025978 | 0.51386
0.0009 | 0.28274 | 0.27899 | #VALUE! | #VALUE! | #VALUE! | #VALUE! | #VALUE! | #VALUE! | #VALUE! | #VALUE! | #VALUE! | 0.0009 | 0.28274 | 0.27899 | 0.20939 | 0.12849 | 0.0031411 | -0.040723 | -0.059734 | -0.039508 | 0.0087257 | 0.028284 | 0.51705
0.00091 | 0.28588 | 0.28201 | #VALUE! | #VALUE! | #VALUE! | #VALUE! | #VALUE! | #VALUE! | #VALUE! | #VALUE! | #VALUE! | 0.00091 | 0.28588 | 0.28201 | 0.20989 | 0.12723 | -0.00031416 | -0.043501 | -0.059347 | -0.037609 | 0.011521 | 0.030416 | 0.52029
0.00092 | 0.28903 | 0.28502 | #VALUE! | #VALUE! | #VALUE! | #VALUE! | #VALUE! | #VALUE! | #VALUE! | #VALUE! | #VALUE! | 0.00092 | 0.28903 | 0.28502 | 0.21033 | 0.12592 | -0.003769 | -0.046206 | -0.058791 | -0.035577 | 0.014256 | 0.032361 | 0.52354
0.00093 | 0.29217 | 0.28803 | #VALUE! | #VALUE! | #VALUE! | #VALUE! | #VALUE! | #VALUE! | #VALUE! | #VALUE! | #VALUE! | 0.00093 | 0.29217 | 0.28803 | 0.21072 | 0.12454 | -0.0072194 | -0.048834 | -0.058068 | -0.033418 | 0.016917 | 0.034106 | 0.52677
0.00094 | 0.29531 | 0.29104 | #VALUE! | #VALUE! | #VALUE! | #VALUE! | #VALUE! | #VALUE! | #VALUE! | #VALUE! | #VALUE! | 0.00094 | 0.29531 | 0.29104 | 0.21106 | 0.1231 | -0.010661 | -0.05138 | -0.057179 | -0.031139 | 0.01949 | 0.03564 | 0.52997
0.00095 | 0.29845 | 0.29404 | #VALUE! | #VALUE! | #VALUE! | #VALUE! | #VALUE! | #VALUE! | #VALUE! | #VALUE! | #VALUE! | 0.00095 | 0.29845 | 0.29404 | 0.21135 | 0.12161 | -0.01409 | -0.053841 | -0.056127 | -0.02875 | 0.021961 | 0.036955 | 0.5331
0.00096 | 0.30159 | 0.29704 | #VALUE! | #VALUE! | #VALUE! | #VALUE! | #VALUE! | #VALUE! | #VALUE! | #VALUE! | #VALUE! | 0.00096 | 0.30159 | 0.29704 | 0.21158 | 0.12005 | -0.017502 | -0.056212 | -0.054914 | -0.026259 | 0.024317 | 0.038042 | 0.53615
0.00097 | 0.30473 | 0.30004 | #VALUE! | #VALUE! | #VALUE! | #VALUE! | #VALUE! | #VALUE! | #VALUE! | #VALUE! | #VALUE! | 0.00097 | 0.30473 | 0.30004 | 0.21176 | 0.11844 | -0.020894 | -0.058489 | -0.053546 | -0.023674 | 0.026547 | 0.038895 | 0.53908
0.00098 | 0.30788 | 0.30304 | #VALUE! | #VALUE! | #VALUE! | #VALUE! | #VALUE! | #VALUE! | #VALUE! | #VALUE! | #VALUE! | 0.00098 | 0.30788 | 0.30304 | 0.2119 | 0.11677 | -0.02426 | -0.060669 | -0.052024 | -0.021004 | 0.028637 | 0.039508 | 0.54189
0.00099 | 0.31102 | 0.30603 | #VALUE! | #VALUE! | #VALUE! | #VALUE! | #VALUE! | #VALUE! | #VALUE! | #VALUE! | #VALUE! | 0.00099 | 0.31102 | 0.30603 | 0.21197 | 0.11504 | -0.027597 | -0.062747 | -0.050354 | -0.01826 | 0.030579 | 0.039877 | 0.54454
0.001 | 0.31416 | 0.30902 | #VALUE! | #VALUE! | #VALUE! | #VALUE! | #VALUE! | #VALUE! | #VALUE! | #VALUE! | #VALUE! | 0.001 | 0.31416 | 0.30902 | 0.212 | 0.11326 | -0.030902 | -0.064721 | -0.048541 | -0.015451 | 0.032361 | 0.04 | 0.54703
0.00101 | 0.3173 | 0.312 | #VALUE! | #VALUE! | #VALUE! | #VALUE! | #VALUE! | #VALUE! | #VALUE! | #VALUE! | #VALUE! | 0.00101 | 0.3173 | 0.312 | 0.21197 | 0.11143 | -0.034169 | -0.066587 | -0.046589 | -0.012587 | 0.033974 | 0.039877 | 0.54932
0.00102 | 0.32044 | 0.31499 | #VALUE! | #VALUE! | #VALUE! | #VALUE! | #VALUE! | #VALUE! | #VALUE! | #VALUE! | #VALUE! | 0.00102 | 0.32044 | 0.31499 | 0.2119 | 0.10953 | -0.037396 | -0.068342 | -0.044505 | -0.0096775 | 0.035409 | 0.039508 | 0.55141
0.00103 | 0.32358 | 0.31797 | #VALUE! | #VALUE! | #VALUE! | #VALUE! | #VALUE! | #VALUE! | #VALUE! | #VALUE! | #VALUE! | 0.00103 | 0.32358 | 0.31797 | 0.21176 | 0.10759 | -0.040578 | -0.069983 | -0.042293 | -0.0067339 | 0.03666 | 0.038895 | 0.55329
0.00104 | 0.32673 | 0.32094 | #VALUE! | #VALUE! | #VALUE! | #VALUE! | #VALUE! | #VALUE! | #VALUE! | #VALUE! | #VALUE! | 0.00104 | 0.32673 | 0.32094 | 0.21158 | 0.1056 | -0.043712 | -0.071507 | -0.039961 | -0.0037663 | 0.03772 | 0.038042 | 0.55494
0.00105 | 0.32987 | 0.32392 | #VALUE! | #VALUE! | #VALUE! | #VALUE! | #VALUE! | #VALUE! | #VALUE! | #VALUE! | #VALUE! | 0.00105 | 0.32987 | 0.32392 | 0.21135 | 0.10355 | -0.046793 | -0.072912 | -0.037515 | -0.00078537 | 0.038582 | 0.036955 | 0.55634
0.00106 | 0.33301 | 0.32689 | #VALUE! | #VALUE! | #VALUE! | #VALUE! | #VALUE! | #VALUE! | #VALUE! | #VALUE! | #VALUE! | 0.00106 | 0.33301 | 0.32689 | 0.21106 | 0.10145 | -0.049819 | -0.074196 | -0.034961 | 0.0021984 | 0.039244 | 0.03564 | 0.55751
0.00107 | 0.33615 | 0.32986 | #VALUE! | #VALUE! | #VALUE! | #VALUE! | #VALUE! | #VALUE! | #VALUE! | #VALUE! | #VALUE! | 0.00107 | 0.33615 | 0.32986 | 0.21072 | 0.099305 | -0.052785 | -0.075355 | -0.032309 | 0.0051743 | 0.0397 | 0.034106 | 0.55841
0.00108 | 0.33929 | 0.33282 | #VALUE! | #VALUE! | #VALUE! | #VALUE! | #VALUE! | #VALUE! | #VALUE! | #VALUE! | #VALUE! | 0.00108 | 0.33929 | 0.33282 | 0.21033 | 0.097111 | -0.055688 | -0.076389 | -0.029564 | 0.0081319 | 0.039949 | 0.032361 | 0.55906
0.00109 | 0.34243 | 0.33578 | #VALUE! | #VALUE! | #VALUE! | #VALUE! | #VALUE! | #VALUE! | #VALUE! | #VALUE! | #VALUE! | 0.00109 | 0.34243 | 0.33578 | 0.20989 | 0.094871 | -0.058524 | -0.077296 | -0.026734 | 0.01106 | 0.03999 | 0.030416 | 0.55945
0.0011 | 0.34558 | 0.33874 | #VALUE! | #VALUE! | #VALUE! | #VALUE! | #VALUE! | #VALUE! | #VALUE! | #VALUE! | #VALUE! | 0.0011 | 0.34558 | 0.33874 | 0.20939 | 0.092584 | -0.061291 | -0.078073 | -0.023829 | 0.01395 | 0.039822 | 0.028284 | 0.55957
0.00111 | 0.34872 | 0.34169 | #VALUE! | #VALUE! | #VALUE! | #VALUE! | #VALUE! | #VALUE! | #VALUE! | #VALUE! | #VALUE! | 0.00111 | 0.34872 | 0.34169 | 0.20884 | 0.090252 | -0.063984 | -0.078721 | -0.020855 | 0.016789 | 0.039447 | 0.025978 | 0.55944
0.00112 | 0.35186 | 0.34464 | #VALUE! | #VALUE! | #VALUE! | #VALUE! | #VALUE! | #VALUE! | #VALUE! | #VALUE! | #VALUE! | 0.00112 | 0.35186 | 0.34464 | 0.20824 | 0.087877 | -0.066601 | -0.079237 | -0.017822 | 0.019569 | 0.038865 | 0.023511 | 0.55905
0.00113 | 0.355 | 0.34759 | #VALUE! | #VALUE! | #VALUE! | #VALUE! | #VALUE! | #VALUE! | #VALUE! | #VALUE! | #VALUE! | 0.00113 | 0.355 | 0.34759 | 0.2076 | 0.085459 | -0.069139 | -0.079621 | -0.014739 | 0.022279 | 0.038081 | 0.0209 | 0.55841
0.00114 | 0.35814 | 0.35053 | #VALUE! | #VALUE! | #VALUE! | #VALUE! | #VALUE! | #VALUE! | #VALUE! | #VALUE! | #VALUE! | 0.00114 | 0.35814 | 0.35053 | 0.20689 | 0.083 | -0.071594 | -0.079872 | -0.011613 | 0.024909 | 0.037098 | 0.01816 | 0.55752
0.00115 | 0.36128 | 0.35347 | #VALUE! | #VALUE! | #VALUE! | #VALUE! | #VALUE! | #VALUE! | #VALUE! | #VALUE! | #VALUE! | 0.00115 | 0.36128 | 0.35347 | 0.20614 | 0.080501 | -0.073963 | -0.07999 | -0.0084541 | 0.027451 | 0.035921 | 0.015307 | 0.55639
0.00116 | 0.36442 | 0.35641 | #VALUE! | #VALUE! | #VALUE! | #VALUE! | #VALUE! | #VALUE! | #VALUE! | #VALUE! | #VALUE! | 0.00116 | 0.36442 | 0.35641 | 0.20534 | 0.077963 | -0.076244 | -0.079975 | -0.0052711 | 0.029895 | 0.034557 | 0.012361 | 0.55504
0.00117 | 0.36757 | 0.35935 | #VALUE! | #VALUE! | #VALUE! | #VALUE! | #VALUE! | #VALUE! | #VALUE! | #VALUE! | #VALUE! | 0.00117 | 0.36757 | 0.35935 | 0.20449 | 0.075387 | -0.078434 | -0.079826 | -0.002073 | 0.032233 | 0.033012 | 0.0093378 | 0.55347
0.00118 | 0.37071 | 0.36228 | #VALUE! | #VALUE! | #VALUE! | #VALUE! | #VALUE! | #VALUE! | #VALUE! | #VALUE! | #VALUE! | 0.00118 | 0.37071 | 0.36228 | 0.20358 | 0.072774 | -0.080531 | -0.079544 | 0.0011309 | 0.034456 | 0.031296 | 0.0062574 | 0.5517
0.00119 | 0.37385 | 0.3652 | #VALUE! | #VALUE! | #VALUE! | #VALUE! | #VALUE! | #VALUE! | #VALUE! | #VALUE! | #VALUE! | 0.00119 | 0.37385 | 0.3652 | 0.20263 | 0.070127 | -0.082531 | -0.07913 | 0.0043316 | 0.036556 | 0.029416 | 0.0031384 | 0.54974
0.0012 | 0.37699 | 0.36812 | #VALUE! | #VALUE! | #VALUE! | #VALUE! | #VALUE! | #VALUE! | #VALUE! | #VALUE! | #VALUE! | 0.0012 | 0.37699 | 0.36812 | 0.20162 | 0.067446 | -0.084433 | -0.078583 | 0.00752 | 0.038526 | 0.027382 | -7.669e-16 | 0.54761
0.00121 | 0.38013 | 0.37104 | #VALUE! | #VALUE! | #VALUE! | #VALUE! | #VALUE! | #VALUE! | #VALUE! | #VALUE! | #VALUE! | 0.00121 | 0.38013 | 0.37104 | 0.20057 | 0.064731 | -0.086234 | -0.077905 | 0.010687 | 0.040358 | 0.025205 | -0.0031384 | 0.54532
0.00122 | 0.38327 | 0.37396 | #VALUE! | #VALUE! | #VALUE! | #VALUE! | #VALUE! | #VALUE! | #VALUE! | #VALUE! | #VALUE! | 0.00122 | 0.38327 | 0.37396 | 0.19947 | 0.061986 | -0.087932 | -0.077098 | 0.013823 | 0.042047 | 0.022897 | -0.0062574 | 0.54289
0.00123 | 0.38642 | 0.37687 | #VALUE! | #VALUE! | #VALUE! | #VALUE! | #VALUE! | #VALUE! | #VALUE! | #VALUE! | #VALUE! | 0.00123 | 0.38642 | 0.37687 | 0.19831 | 0.059211 | -0.089525 | -0.076162 | 0.01692 | 0.043586 | 0.02047 | -0.0093378 | 0.54035
0.00124 | 0.38956 | 0.37978 | #VALUE! | #VALUE! | #VALUE! | #VALUE! | #VALUE! | #VALUE! | #VALUE! | #VALUE! | #VALUE! | 0.00124 | 0.38956 | 0.37978 | 0.19711 | 0.056407 | -0.091011 | -0.075099 | 0.019969 | 0.04497 | 0.017935 | -0.012361 | 0.5377
0.00125 | 0.3927 | 0.38268 | #VALUE! | #VALUE! | #VALUE! | #VALUE! | #VALUE! | #VALUE! | #VALUE! | #VALUE! | #VALUE! | 0.00125 | 0.3927 | 0.38268 | 0.19586 | 0.053576 | -0.092388 | -0.07391 | 0.022961 | 0.046194 | 0.015307 | -0.015307 | 0.53498
0.00126 | 0.39584 | 0.38558 | #VALUE! | #VALUE! | #VALUE! | #VALUE! | #VALUE! | #VALUE! | #VALUE! | #VALUE! | #VALUE! | 0.00126 | 0.39584 | 0.38558 | 0.19456 | 0.050719 | -0.093655 | -0.072599 | 0.025887 | 0.047253 | 0.012599 | -0.01816 | 0.53219
0.00127 | 0.39898 | 0.38848 | #VALUE! | #VALUE! | #VALUE! | #VALUE! | #VALUE! | #VALUE! | #VALUE! | #VALUE! | #VALUE! | 0.00127 | 0.39898 | 0.38848 | 0.19322 | 0.047837 | -0.09481 | -0.071166 | 0.02874 | 0.048144 | 0.0098258 | -0.0209 | 0.52937
0.00128 | 0.40212 | 0.39137 | #VALUE! | #VALUE! | #VALUE! | #VALUE! | #VALUE! | #VALUE! | #VALUE! | #VALUE! | #VALUE! | 0.00128 | 0.40212 | 0.39137 | 0.19182 | 0.044932 | -0.095852 | -0.069615 | 0.03151 | 0.048863 | 0.0070009 | -0.023511 | 0.52653
0.00129 | 0.40527 | 0.39426 | #VALUE! | #VALUE! | #VALUE! | #VALUE! | #VALUE! | #VALUE! | #VALUE! | #VALUE! | #VALUE! | 0.00129 | 0.40527 | 0.39426 | 0.19038 | 0.042006 | -0.09678 | -0.067947 | 0.034191 | 0.049409 | 0.0041395 | -0.025978 | 0.52368
0.0013 | 0.40841 | 0.39715 | #VALUE! | #VALUE! | #VALUE! | #VALUE! | #VALUE! | #VALUE! | #VALUE! | #VALUE! | #VALUE! | 0.0013 | 0.40841 | 0.39715 | 0.18889 | 0.039059 | -0.097592 | -0.066166 | 0.036774 | 0.049778 | 0.0012564 | -0.028284 | 0.52087
0.00131 | 0.41155 | 0.40003 | #VALUE! | #VALUE! | #VALUE! | #VALUE! | #VALUE! | #VALUE! | #VALUE! | #VALUE! | #VALUE! | 0.00131 | 0.41155 | 0.40003 | 0.18736 | 0.036093 | -0.098287 | -0.064275 | 0.039253 | 0.04997 | -0.0016332 | -0.030416 | 0.51809
0.00132 | 0.41469 | 0.40291 | #VALUE! | #VALUE! | #VALUE! | #VALUE! | #VALUE! | #VALUE! | #VALUE! | #VALUE! | #VALUE! | 0.00132 | 0.41469 | 0.40291 | 0.18578 | 0.03311 | -0.098865 | -0.062277 | 0.041619 | 0.049984 | -0.0045143 | -0.032361 | 0.51538
0.00133 | 0.41783 | 0.40578 | #VALUE! | #VALUE! | #VALUE! | #VALUE! | #VALUE! | #VALUE! | #VALUE! | #VALUE! | #VALUE! | 0.00133 | 0.41783 | 0.40578 | 0.18415 | 0.030111 | -0.099325 | -0.060175 | 0.043867 | 0.04982 | -0.0073718 | -0.034106 | 0.51275
0.00134 | 0.42097 | 0.40865 | #VALUE! | #VALUE! | #VALUE! | #VALUE! | #VALUE! | #VALUE! | #VALUE! | #VALUE! | #VALUE! | 0.00134 | 0.42097 | 0.40865 | 0.18248 | 0.027097 | -0.099667 | -0.057972 | 0.04599 | 0.049479 | -0.010191 | -0.03564 | 0.51022
0.00135 | 0.42412 | 0.41151 | #VALUE! | #VALUE! | #VALUE! | #VALUE! | #VALUE! | #VALUE! | #VALUE! | #VALUE! | #VALUE! | 0.00135 | 0.42412 | 0.41151 | 0.18076 | 0.02407 | -0.099889 | -0.055673 | 0.047981 | 0.048961 | -0.012957 | -0.036955 | 0.50781
0.00136 | 0.42726 | 0.41438 | #VALUE! | #VALUE! | #VALUE! | #VALUE! | #VALUE! | #VALUE! | #VALUE! | #VALUE! | #VALUE! | 0.00136 | 0.42726 | 0.41438 | 0.179 | 0.021032 | -0.099992 | -0.053281 | 0.049836 | 0.048269 | -0.015655 | -0.038042 | 0.50554
0.00137 | 0.4304 | 0.41723 | #VALUE! | #VALUE! | #VALUE! | #VALUE! | #VALUE! | #VALUE! | #VALUE! | #VALUE! | #VALUE! | 0.00137 | 0.4304 | 0.41723 | 0.17719 | 0.017983 | -0.099976 | -0.0508 | 0.051548 | 0.047405 | -0.018271 | -0.038895 | 0.50342
0.00138 | 0.43354 | 0.42009 | #VALUE! | #VALUE! | #VALUE! | #VALUE! | #VALUE! | #VALUE! | #VALUE! | #VALUE! | #VALUE! | 0.00138 | 0.43354 | 0.42009 | 0.17534 | 0.014926 | -0.09984 | -0.048234 | 0.053114 | 0.046372 | -0.020793 | -0.039508 | 0.50146
0.00139 | 0.43668 | 0.42293 | #VALUE! | #VALUE! | #VALUE! | #VALUE! | #VALUE! | #VALUE! | #VALUE! | #VALUE! | #VALUE! | 0.00139 | 0.43668 | 0.42293 | 0.17345 | 0.011861 | -0.099585 | -0.045588 | 0.054528 | 0.045174 | -0.023205 | -0.039877 | 0.49969
0.0014 | 0.43982 | 0.42578 | #VALUE! | #VALUE! | #VALUE! | #VALUE! | #VALUE! | #VALUE! | #VALUE! | #VALUE! | #VALUE! | 0.0014 | 0.43982 | 0.42578 | 0.17151 | 0.0087907 | -0.099211 | -0.042866 | 0.055787 | 0.043815 | -0.025497 | -0.04 | 0.49811
0.00141 | 0.44296 | 0.42862 | #VALUE! | #VALUE! | #VALUE! | #VALUE! | #VALUE! | #VALUE! | #VALUE! | #VALUE! | #VALUE! | 0.00141 | 0.44296 | 0.42862 | 0.16953 | 0.0057161 | -0.098719 | -0.040073 | 0.056886 | 0.0423 | -0.027655 | -0.039877 | 0.49673
0.00142 | 0.44611 | 0.43146 | #VALUE! | #VALUE! | #VALUE! | #VALUE! | #VALUE! | #VALUE! | #VALUE! | #VALUE! | #VALUE! | 0.00142 | 0.44611 | 0.43146 | 0.16751 | 0.0026388 | -0.098109 | -0.037212 | 0.057823 | 0.040635 | -0.02967 | -0.039508 | 0.49557
0.00143 | 0.44925 | 0.43429 | #VALUE! | #VALUE! | #VALUE! | #VALUE! | #VALUE! | #VALUE! | #VALUE! | #VALUE! | #VALUE! | 0.00143 | 0.44925 | 0.43429 | 0.16545 | -0.00043982 | -0.097382 | -0.03429 | 0.058596 | 0.038824 | -0.031529 | -0.038895 | 0.49462
0.00144 | 0.45239 | 0.43712 | #VALUE! | #VALUE! | #VALUE! | #VALUE! | #VALUE! | #VALUE! | #VALUE! | #VALUE! | #VALUE! | 0.00144 | 0.45239 | 0.43712 | 0.16335 | -0.0035182 | -0.096538 | -0.03131 | 0.059201 | 0.036876 | -0.033224 | -0.038042 | 0.49391
0.00145 | 0.45553 | 0.43994 | #VALUE! | #VALUE! | #VALUE! | #VALUE! | #VALUE! | #VALUE! | #VALUE! | #VALUE! | #VALUE! | 0.00145 | 0.45553 | 0.43994 | 0.16121 | -0.0065949 | -0.095579 | -0.028278 | 0.059638 | 0.034796 | -0.034745 | -0.036955 | 0.49343
0.00146 | 0.45867 | 0.44276 | #VALUE! | #VALUE! | #VALUE! | #VALUE! | #VALUE! | #VALUE! | #VALUE! | #VALUE! | #VALUE! | 0.00146 | 0.45867 | 0.44276 | 0.15902 | -0.0096684 | -0.094506 | -0.025199 | 0.059904 | 0.032592 | -0.036085 | -0.03564 | 0.49318
0.00147 | 0.46181 | 0.44557 | #VALUE! | #VALUE! | #VALUE! | #VALUE! | #VALUE! | #VALUE! | #VALUE! | #VALUE! | #VALUE! | 0.00147 | 0.46181 | 0.44557 | 0.1568 | -0.012737 | -0.09332 | -0.022078 | 0.06 | 0.030272 | -0.037237 | -0.034106 | 0.49317
0.00148 | 0.46496 | 0.44838 | #VALUE! | #VALUE! | #VALUE! | #VALUE! | #VALUE! | #VALUE! | #VALUE! | #VALUE! | #VALUE! | 0.00148 | 0.46496 | 0.44838 | 0.15454 | -0.0158 | -0.092023 | -0.01892 | 0.059924 | 0.027844 | -0.038195 | -0.032361 | 0.49339
0.00149 | 0.4681 | 0.45119 | #VALUE! | #VALUE! | #VALUE! | #VALUE! | #VALUE! | #VALUE! | #VALUE! | #VALUE! | #VALUE! | 0.00149 | 0.4681 | 0.45119 | 0.15224 | -0.018855 | -0.090616 | -0.01573 | 0.059678 | 0.025317 | -0.038953 | -0.030416 | 0.49386
0.0015 | 0.47124 | 0.45399 | #VALUE! | #VALUE! | #VALUE! | #VALUE! | #VALUE! | #VALUE! | #VALUE! | #VALUE! | #VALUE! | 0.0015 | 0.47124 | 0.45399 | 0.14991 | -0.021901 | -0.089101 | -0.012515 | 0.059261 | 0.0227 | -0.039508 | -0.028284 | 0.49455
0.00151 | 0.47438 | 0.45679 | #VALUE! | #VALUE! | #VALUE! | #VALUE! | #VALUE! | #VALUE! | #VALUE! | #VALUE! | #VALUE! | 0.00151 | 0.47438 | 0.45679 | 0.14753 | -0.024936 | -0.087479 | -0.0092782 | 0.058676 | 0.020001 | -0.039856 | -0.025978 | 0.49547
0.00152 | 0.47752 | 0.45958 | #VALUE! | #VALUE! | #VALUE! | #VALUE! | #VALUE! | #VALUE! | #VALUE! | #VALUE! | #VALUE! | 0.00152 | 0.47752 | 0.45958 | 0.14512 | -0.027959 | -0.085753 | -0.0060261 | 0.057923 | 0.017232 | -0.039997 | -0.023511 | 0.49661
0.00153 | 0.48066 | 0.46237 | #VALUE! | #VALUE! | #VALUE! | #VALUE! | #VALUE! | #VALUE! | #VALUE! | #VALUE! | #VALUE! | 0.00153 | 0.48066 | 0.46237 | 0.14268 | -0.030969 | -0.083924 | -0.0027641 | 0.057005 | 0.014401 | -0.039929 | -0.0209 | 0.49797
0.00154 | 0.48381 | 0.46515 | #VALUE! | #VALUE! | #VALUE! | #VALUE! | #VALUE! | #VALUE! | #VALUE! | #VALUE! | #VALUE! | 0.00154 | 0.48381 | 0.46515 | 0.1402 | -0.033964 | -0.081995 | 0.00050265 | 0.055924 | 0.011519 | -0.039652 | -0.01816 | 0.49952
0.00155 | 0.48695 | 0.46793 | #VALUE! | #VALUE! | #VALUE! | #VALUE! | #VALUE! | #VALUE! | #VALUE! | #VALUE! | #VALUE! | 0.00155 | 0.48695 | 0.46793 | 0.13768 | -0.036942 | -0.079968 | 0.0037685 | 0.054684 | 0.0085965 | -0.039169 | -0.015307 | 0.50128
0.00156 | 0.49009 | 0.4707 | #VALUE! | #VALUE! | #VALUE! | #VALUE! | #VALUE! | #VALUE! | #VALUE! | #VALUE! | #VALUE! | 0.00156 | 0.49009 | 0.4707 | 0.13513 | -0.039903 | -0.077846 | 0.0070281 | 0.053288 | 0.0056428 | -0.038481 | -0.012361 | 0.50321
0.00157 | 0.49323 | 0.47347 | #VALUE! | #VALUE! | #VALUE! | #VALUE! | #VALUE! | #VALUE! | #VALUE! | #VALUE! | #VALUE! | 0.00157 | 0.49323 | 0.47347 | 0.13255 | -0.042844 | -0.075631 | 0.010276 | 0.05174 | 0.0026691 | -0.037592 | -0.0093378 | 0.5053
0.00158 | 0.49637 | 0.47624 | #VALUE! | #VALUE! | #VALUE! | #VALUE! | #VALUE! | #VALUE! | #VALUE! | #VALUE! | #VALUE! | 0.00158 | 0.49637 | 0.47624 | 0.12994 | -0.045764 | -0.073326 | 0.013507 | 0.050045 | -0.00031416 | -0.036508 | -0.0062574 | 0.50756
0.00159 | 0.49951 | 0.479 | #VALUE! | #VALUE! | #VALUE! | #VALUE! | #VALUE! | #VALUE! | #VALUE! | #VALUE! | #VALUE! | 0.00159 | 0.49951 | 0.479 | 0.12729 | -0.048663 | -0.070932 | 0.016715 | 0.048206 | -0.0032963 | -0.035232 | -0.0031384 | 0.50995
0.0016 | 0.50265 | 0.48175 | #VALUE! | #VALUE! | #VALUE! | #VALUE! | #VALUE! | #VALUE! | #VALUE! | #VALUE! | #VALUE! | 0.0016 | 0.50265 | 0.48175 | 0.12461 | -0.051537 | -0.068455 | 0.019895 | 0.046231 | -0.0062667 | -0.033773 | 1.1173e-15 | 0.51246
0.00161 | 0.5058 | 0.4845 | #VALUE! | #VALUE! | #VALUE! | #VALUE! | #VALUE! | #VALUE! | #VALUE! | #VALUE! | #VALUE! | 0.00161 | 0.5058 | 0.4845 | 0.1219 | -0.054387 | -0.065895 | 0.023042 | 0.044123 | -0.0092147 | -0.032138 | 0.0031384 | 0.51507
0.00162 | 0.50894 | 0.48725 | #VALUE! | #VALUE! | #VALUE! | #VALUE! | #VALUE! | #VALUE! | #VALUE! | #VALUE! | #VALUE! | 0.00162 | 0.50894 | 0.48725 | 0.11916 | -0.057211 | -0.063257 | 0.026151 | 0.04189 | -0.01213 | -0.030334 | 0.0062574 | 0.51778
0.00163 | 0.51208 | 0.48999 | #VALUE! | #VALUE! | #VALUE! | #VALUE! | #VALUE! | #VALUE! | #VALUE! | #VALUE! | #VALUE! | 0.00163 | 0.51208 | 0.48999 | 0.11639 | -0.060007 | -0.060543 | 0.029216 | 0.039537 | -0.015002 | -0.028373 | 0.0093378 | 0.52055
0.00164 | 0.51522 | 0.49273 | #VALUE! | #VALUE! | #VALUE! | #VALUE! | #VALUE! | #VALUE! | #VALUE! | #VALUE! | #VALUE! | 0.00164 | 0.51522 | 0.49273 | 0.1136 | -0.062774 | -0.057757 | 0.032233 | 0.037072 | -0.017821 | -0.026263 | 0.012361 | 0.52337
0.00165 | 0.51836 | 0.49546 | #VALUE! | #VALUE! | #VALUE! | #VALUE! | #VALUE! | #VALUE! | #VALUE! | #VALUE! | #VALUE! | 0.00165 | 0.51836 | 0.49546 | 0.11077 | -0.06551 | -0.054902 | 0.035195 | 0.0345 | -0.020576 | -0.024017 | 0.015307 | 0.52623
0.00166 | 0.5215 | 0.49819 | #VALUE! | #VALUE! | #VALUE! | #VALUE! | #VALUE! | #VALUE! | #VALUE! | #VALUE! | #VALUE! | 0.00166 | 0.5215 | 0.49819 | 0.10792 | -0.068215 | -0.051982 | 0.038099 | 0.031831 | -0.023258 | -0.021645 | 0.01816 | 0.52909
0.00167 | 0.52465 | 0.50091 | #VALUE! | #VALUE! | #VALUE! | #VALUE! | #VALUE! | #VALUE! | #VALUE! | #VALUE! | #VALUE! | 0.00167 | 0.52465 | 0.50091 | 0.10504 | -0.070887 | -0.048999 | 0.040939 | 0.02907 | -0.025857 | -0.01916 | 0.0209 | 0.53195
0.00168 | 0.52779 | 0.50362 | #VALUE! | #VALUE! | #VALUE! | #VALUE! | #VALUE! | #VALUE! | #VALUE! | #VALUE! | #VALUE! | 0.00168 | 0.52779 | 0.50362 | 0.10213 | -0.073524 | -0.045958 | 0.043712 | 0.026227 | -0.028363 | -0.016575 | 0.023511 | 0.53478
0.00169 | 0.53093 | 0.50633 | #VALUE! | #VALUE! | #VALUE! | #VALUE! | #VALUE! | #VALUE! | #VALUE! | #VALUE! | #VALUE! | 0.00169 | 0.53093 | 0.50633 | 0.099201 | -0.076126 | -0.042862 | 0.046411 | 0.023309 | -0.030769 | -0.013904 | 0.025978 | 0.53757
0.0017 | 0.53407 | 0.50904 | #VALUE! | #VALUE! | #VALUE! | #VALUE! | #VALUE! | #VALUE! | #VALUE! | #VALUE! | #VALUE! | 0.0017 | 0.53407 | 0.50904 | 0.096246 | -0.078692 | -0.039715 | 0.049033 | 0.020324 | -0.033066 | -0.01116 | 0.028284 | 0.5403
0.00171 | 0.53721 | 0.51174 | #VALUE! | #VALUE! | #VALUE! | #VALUE! | #VALUE! | #VALUE! | #VALUE! | #VALUE! | #VALUE! | 0.00171 | 0.53721 | 0.51174 | 0.093267 | -0.081219 | -0.03652 | 0.051573 | 0.017282 | -0.035244 | -0.0083574 | 0.030416 | 0.54294
0.00172 | 0.54035 | 0.51444 | #VALUE! | #VALUE! | #VALUE! | #VALUE! | #VALUE! | #VALUE! | #VALUE! | #VALUE! | #VALUE! | 0.00172 | 0.54035 | 0.51444 | 0.090265 | -0.083707 | -0.033282 | 0.054027 | 0.01419 | -0.037297 | -0.0055116 | 0.032361 | 0.54548
0.00173 | 0.5435 | 0.51713 | #VALUE! | #VALUE! | #VALUE! | #VALUE! | #VALUE! | #VALUE! | #VALUE! | #VALUE! | #VALUE! | 0.00173 | 0.5435 | 0.51713 | 0.087241 | -0.086154 | -0.030004 | 0.056391 | 0.011058 | -0.039217 | -0.002637 | 0.034106 | 0.54791
0.00174 | 0.54664 | 0.51982 | #VALUE! | #VALUE! | #VALUE! | #VALUE! | #VALUE! | #VALUE! | #VALUE! | #VALUE! | #VALUE! | 0.00174 | 0.54664 | 0.51982 | 0.084195 | -0.08856 | -0.02669 | 0.05866 | 0.0078939 | -0.040998 | 0.00025133 | 0.03564 | 0.55021
0.00175 | 0.54978 | 0.5225 | #VALUE! | #VALUE! | #VALUE! | #VALUE! | #VALUE! | #VALUE! | #VALUE! | #VALUE! | #VALUE! | 0.00175 | 0.54978 | 0.5225 | 0.081129 | -0.090923 | -0.023345 | 0.060832 | 0.0047075 | -0.042632 | 0.0031384 | 0.036955 | 0.55236
0.00176 | 0.55292 | 0.52517 | #VALUE! | #VALUE! | #VALUE! | #VALUE! | #VALUE! | #VALUE! | #VALUE! | #VALUE! | #VALUE! | 0.00176 | 0.55292 | 0.52517 | 0.078042 | -0.093242 | -0.019971 | 0.062903 | 0.0015078 | -0.044115 | 0.006009 | 0.038042 | 0.55435
0.00177 | 0.55606 | 0.52785 | #VALUE! | #VALUE! | #VALUE! | #VALUE! | #VALUE! | #VALUE! | #VALUE! | #VALUE! | #VALUE! | 0.00177 | 0.55606 | 0.52785 | 0.074937 | -0.095516 | -0.016574 | 0.064869 | -0.0016962 | -0.04544 | 0.0088483 | 0.038895 | 0.55617
0.00178 | 0.5592 | 0.53051 | #VALUE! | #VALUE! | #VALUE! | #VALUE! | #VALUE! | #VALUE! | #VALUE! | #VALUE! | #VALUE! | 0.00178 | 0.5592 | 0.53051 | 0.071812 | -0.097743 | -0.013156 | 0.066726 | -0.0048954 | -0.046604 | 0.011641 | 0.039508 | 0.5578
0.00179 | 0.56235 | 0.53317 | #VALUE! | #VALUE! | #VALUE! | #VALUE! | #VALUE! | #VALUE! | #VALUE! | #VALUE! | #VALUE! | 0.00179 | 0.56235 | 0.53317 | 0.06867 | -0.099924 | -0.0097235 | 0.068473 | -0.0080807 | -0.047601 | 0.014374 | 0.039877 | 0.55924
0.0018 | 0.56549 | 0.53583 | #VALUE! | #VALUE! | #VALUE! | #VALUE! | #VALUE! | #VALUE! | #VALUE! | #VALUE! | #VALUE! | 0.0018 | 0.56549 | 0.53583 | 0.065512 | -0.10206 | -0.0062791 | 0.070105 | -0.011243 | -0.048429 | 0.017031 | 0.04 | 0.56047
0.00181 | 0.56863 | 0.53848 | #VALUE! | #VALUE! | #VALUE! | #VALUE! | #VALUE! | #VALUE! | #VALUE! | #VALUE! | #VALUE! | 0.00181 | 0.56863 | 0.53848 | 0.062337 | -0.10414 | -0.0028271 | 0.07162 | -0.014373 | -0.049085 | 0.0196 | 0.039877 | 0.56149
0.00182 | 0.57177 | 0.54112 | #VALUE! | #VALUE! | #VALUE! | #VALUE! | #VALUE! | #VALUE! | #VALUE! | #VALUE! | #VALUE! | 0.00182 | 0.57177 | 0.54112 | 0.059146 | -0.10617 | 0.00062831 | 0.073015 | -0.017462 | -0.049565 | 0.022066 | 0.039508 | 0.56229
0.00183 | 0.57491 | 0.54376 | #VALUE! | #VALUE! | #VALUE! | #VALUE! | #VALUE! | #VALUE! | #VALUE! | #VALUE! | #VALUE! | 0.00183 | 0.57491 | 0.54376 | 0.055941 | -0.10815 | 0.0040829 | 0.074289 | -0.020502 | -0.04987 | 0.024417 | 0.038895 | 0.56286
0.00184 | 0.57805 | 0.54639 | #VALUE! | #VALUE! | #VALUE! | #VALUE! | #VALUE! | #VALUE! | #VALUE! | #VALUE! | #VALUE! | 0.00184 | 0.57805 | 0.54639 | 0.052722 | -0.11008 | 0.0075327 | 0.075439 | -0.023482 | -0.049996 | 0.02664 | 0.038042 | 0.56321
0.00185 | 0.58119 | 0.54902 | #VALUE! | #VALUE! | #VALUE! | #VALUE! | #VALUE! | #VALUE! | #VALUE! | #VALUE! | #VALUE! | 0.00185 | 0.58119 | 0.54902 | 0.04949 | -0.11196 | 0.010973 | 0.076463 | -0.026396 | -0.049944 | 0.028725 | 0.036955 | 0.56333
0.00186 | 0.58434 | 0.55165 | #VALUE! | #VALUE! | #VALUE! | #VALUE! | #VALUE! | #VALUE! | #VALUE! | #VALUE! | #VALUE! | 0.00186 | 0.58434 | 0.55165 | 0.046246 | -0.11378 | 0.014401 | 0.07736 | -0.029235 | -0.049715 | 0.03066 | 0.03564 | 0.56323
0.00187 | 0.58748 | 0.55426 | #VALUE! | #VALUE! | #VALUE! | #VALUE! | #VALUE! | #VALUE! | #VALUE! | #VALUE! | #VALUE! | 0.00187 | 0.58748 | 0.55426 | 0.042991 | -0.11554 | 0.017812 | 0.078128 | -0.03199 | -0.049309 | 0.032434 | 0.034106 | 0.56289
0.00188 | 0.59062 | 0.55688 | #VALUE! | #VALUE! | #VALUE! | #VALUE! | #VALUE! | #VALUE! | #VALUE! | #VALUE! | #VALUE! | 0.00188 | 0.59062 | 0.55688 | 0.039725 | -0.11725 | 0.021201 | 0.078765 | -0.034654 | -0.048726 | 0.03404 | 0.032361 | 0.56233
0.00189 | 0.59376 | 0.55948 | #VALUE! | #VALUE! | #VALUE! | #VALUE! | #VALUE! | #VALUE! | #VALUE! | #VALUE! | #VALUE! | 0.00189 | 0.59376 | 0.55948 | 0.036449 | -0.11891 | 0.024565 | 0.079271 | -0.03722 | -0.047971 | 0.035468 | 0.030416 | 0.56155
0.0019 | 0.5969 | 0.56208 | #VALUE! | #VALUE! | #VALUE! | #VALUE! | #VALUE! | #VALUE! | #VALUE! | #VALUE! | #VALUE! | 0.0019 | 0.5969 | 0.56208 | 0.033164 | -0.1205 | 0.027899 | 0.079645 | -0.039679 | -0.047044 | 0.03671 | 0.028284 | 0.56056
0.00191 | 0.60004 | 0.56468 | #VALUE! | #VALUE! | #VALUE! | #VALUE! | #VALUE! | #VALUE! | #VALUE! | #VALUE! | #VALUE! | 0.00191 | 0.60004 | 0.56468 | 0.029871 | -0.12204 | 0.0312 | 0.079886 | -0.042025 | -0.04595 | 0.037761 | 0.025978 | 0.55936
0.00192 | 0.60319 | 0.56727 | #VALUE! | #VALUE! | #VALUE! | #VALUE! | #VALUE! | #VALUE! | #VALUE! | #VALUE! | #VALUE! | 0.00192 | 0.60319 | 0.56727 | 0.026571 | -0.12352 | 0.034464 | 0.079994 | -0.044251 | -0.044692 | 0.038615 | 0.023511 | 0.55796
0.00193 | 0.60633 | 0.56985 | #VALUE! | #VALUE! | #VALUE! | #VALUE! | #VALUE! | #VALUE! | #VALUE! | #VALUE! | #VALUE! | 0.00193 | 0.60633 | 0.56985 | 0.023264 | -0.12494 | 0.037687 | 0.079968 | -0.046351 | -0.043275 | 0.039268 | 0.0209 | 0.55637
0.00194 | 0.60947 | 0.57243 | #VALUE! | #VALUE! | #VALUE! | #VALUE! | #VALUE! | #VALUE! | #VALUE! | #VALUE! | #VALUE! | 0.00194 | 0.60947 | 0.57243 | 0.019951 | -0.1263 | 0.040865 | 0.079809 | -0.048318 | -0.041704 | 0.039715 | 0.01816 | 0.55461
0.00195 | 0.61261 | 0.57501 | #VALUE! | #VALUE! | #VALUE! | #VALUE! | #VALUE! | #VALUE! | #VALUE! | #VALUE! | #VALUE! | 0.00195 | 0.61261 | 0.57501 | 0.016633 | -0.1276 | 0.043994 | 0.079517 | -0.050148 | -0.039984 | 0.039956 | 0.015307 | 0.55268
0.00196 | 0.61575 | 0.57757 | #VALUE! | #VALUE! | #VALUE! | #VALUE! | #VALUE! | #VALUE! | #VALUE! | #VALUE! | #VALUE! | 0.00196 | 0.61575 | 0.57757 | 0.013312 | -0.12883 | 0.04707 | 0.079092 | -0.051835 | -0.038122 | 0.039987 | 0.012361 | 0.5506
0.00197 | 0.61889 | 0.58013 | #VALUE! | #VALUE! | #VALUE! | #VALUE! | #VALUE! | #VALUE! | #VALUE! | #VALUE! | #VALUE! | 0.00197 | 0.61889 | 0.58013 | 0.0099866 | -0.13001 | 0.050091 | 0.078535 | -0.053375 | -0.036124 | 0.03981 | 0.0093378 | 0.54839
0.00198 | 0.62204 | 0.58269 | #VALUE! | #VALUE! | #VALUE! | #VALUE! | #VALUE! | #VALUE! | #VALUE! | #VALUE! | #VALUE! | 0.00198 | 0.62204 | 0.58269 | 0.0066591 | -0.13112 | 0.053051 | 0.077848 | -0.054761 | -0.033998 | 0.039426 | 0.0062574 | 0.54606
0.00199 | 0.62518 | 0.58524 | #VALUE! | #VALUE! | #VALUE! | #VALUE! | #VALUE! | #VALUE! | #VALUE! | #VALUE! | #VALUE! | 0.00199 | 0.62518 | 0.58524 | 0.00333 | -0.13216 | 0.055948 | 0.07703 | -0.055992 | -0.03175 | 0.038835 | 0.0031384 | 0.54362
0.002 | 0.62832 | 0.58779 | #VALUE! | #VALUE! | #VALUE! | #VALUE! | #VALUE! | #VALUE! | #VALUE! | #VALUE! | #VALUE! | 0.002 | 0.62832 | 0.58779 | -1.3862e-15 | -0.13315 | 0.058779 | 0.076085 | -0.057063 | -0.029389 | 0.038042 | -1.3255e-15 | 0.54109
0.00201 | 0.63146 | 0.59032 | #VALUE! | #VALUE! | #VALUE! | #VALUE! | #VALUE! | #VALUE! | #VALUE! | #VALUE! | #VALUE! | 0.00201 | 0.63146 | 0.59032 | -0.00333 | -0.13407 | 0.061539 | 0.075012 | -0.057972 | -0.026924 | 0.037051 | -0.0031384 | 0.53849
0.00202 | 0.6346 | 0.59286 | #VALUE! | #VALUE! | #VALUE! | #VALUE! | #VALUE! | #VALUE! | #VALUE! | #VALUE! | #VALUE! | 0.00202 | 0.6346 | 0.59286 | -0.0066591 | -0.13492 | 0.064225 | 0.073814 | -0.058715 | -0.024363 | 0.035866 | -0.0062574 | 0.53585
0.00203 | 0.63774 | 0.59538 | #VALUE! | #VALUE! | #VALUE! | #VALUE! | #VALUE! | #VALUE! | #VALUE! | #VALUE! | #VALUE! | 0.00203 | 0.63774 | 0.59538 | -0.0099866 | -0.13571 | 0.066835 | 0.072493 | -0.05929 | -0.021714 | 0.034493 | -0.0093378 | 0.53317
0.00204 | 0.64088 | 0.5979 | #VALUE! | #VALUE! | #VALUE! | #VALUE! | #VALUE! | #VALUE! | #VALUE! | #VALUE! | #VALUE! | 0.00204 | 0.64088 | 0.5979 | -0.013312 | -0.13643 | 0.069365 | 0.071051 | -0.059697 | -0.018989 | 0.032941 | -0.012361 | 0.53047
0.00205 | 0.64403 | 0.60042 | #VALUE! | #VALUE! | #VALUE! | #VALUE! | #VALUE! | #VALUE! | #VALUE! | #VALUE! | #VALUE! | 0.00205 | 0.64403 | 0.60042 | -0.016633 | -0.13709 | 0.071813 | 0.069491 | -0.059933 | -0.016196 | 0.031217 | -0.015307 | 0.52778
0.00206 | 0.64717 | 0.60293 | #VALUE! | #VALUE! | #VALUE! | #VALUE! | #VALUE! | #VALUE! | #VALUE! | #VALUE! | #VALUE! | 0.00206 | 0.64717 | 0.60293 | -0.019951 | -0.13768 | 0.074174 | 0.067814 | -0.059999 | -0.013345 | 0.02933 | -0.01816 | 0.52511
0.00207 | 0.65031 | 0.60543 | #VALUE! | #VALUE! | #VALUE! | #VALUE! | #VALUE! | #VALUE! | #VALUE! | #VALUE! | #VALUE! | 0.00207 | 0.65031 | 0.60543 | -0.023264 | -0.13821 | 0.076447 | 0.066025 | -0.059893 | -0.010447 | 0.02729 | -0.0209 | 0.52248
0.00208 | 0.65345 | 0.60793 | #VALUE! | #VALUE! | #VALUE! | #VALUE! | #VALUE! | #VALUE! | #VALUE! | #VALUE! | #VALUE! | 0.00208 | 0.65345 | 0.60793 | -0.026571 | -0.13866 | 0.078629 | 0.064125 | -0.059617 | -0.0075113 | 0.025108 | -0.023511 | 0.51992
0.00209 | 0.65659 | 0.61042 | #VALUE! | #VALUE! | #VALUE! | #VALUE! | #VALUE! | #VALUE! | #VALUE! | #VALUE! | #VALUE! | 0.00209 | 0.65659 | 0.61042 | -0.029871 | -0.13906 | 0.080717 | 0.062119 | -0.05917 | -0.004549 | 0.022794 | -0.025978 | 0.51743
0.0021 | 0.65973 | 0.61291 | #VALUE! | #VALUE! | #VALUE! | #VALUE! | #VALUE! | #VALUE! | #VALUE! | #VALUE! | #VALUE! | 0.0021 | 0.65973 | 0.61291 | -0.033164 | -0.13938 | 0.082708 | 0.060009 | -0.058555 | -0.0015705 | 0.020362 | -0.028284 | 0.51503
0.00211 | 0.66288 | 0.61539 | #VALUE! | #VALUE! | #VALUE! | #VALUE! | #VALUE! | #VALUE! | #VALUE! | #VALUE! | #VALUE! | 0.00211 | 0.66288 | 0.61539 | -0.036449 | -0.13963 | 0.084601 | 0.057799 | -0.057773 | 0.0014135 | 0.017823 | -0.030416 | 0.51275
0.00212 | 0.66602 | 0.61786 | #VALUE! | #VALUE! | #VALUE! | #VALUE! | #VALUE! | #VALUE! | #VALUE! | #VALUE! | #VALUE! | 0.00212 | 0.66602 | 0.61786 | -0.039725 | -0.13982 | 0.086392 | 0.055492 | -0.056826 | 0.0043926 | 0.015191 | -0.032361 | 0.51059
0.00213 | 0.66916 | 0.62033 | #VALUE! | #VALUE! | #VALUE! | #VALUE! | #VALUE! | #VALUE! | #VALUE! | #VALUE! | #VALUE! | 0.00213 | 0.66916 | 0.62033 | -0.042991 | -0.13994 | 0.088081 | 0.053093 | -0.055717 | 0.0073559 | 0.01248 | -0.034106 | 0.50858
0.00214 | 0.6723 | 0.62279 | #VALUE! | #VALUE! | #VALUE! | #VALUE! | #VALUE! | #VALUE! | #VALUE! | #VALUE! | #VALUE! | 0.00214 | 0.6723 | 0.62279 | -0.046246 | -0.14 | 0.089664 | 0.050606 | -0.054449 | 0.010293 | 0.009704 | -0.03564 | 0.50672
0.00215 | 0.67544 | 0.62524 | #VALUE! | #VALUE! | #VALUE! | #VALUE! | #VALUE! | #VALUE! | #VALUE! | #VALUE! | #VALUE! | 0.00215 | 0.67544 | 0.62524 | -0.04949 | -0.13998 | 0.09114 | 0.048034 | -0.053026 | 0.013194 | 0.0068772 | -0.036955 | 0.50503
0.00216 | 0.67858 | 0.62769 | #VALUE! | #VALUE! | #VALUE! | #VALUE! | #VALUE! | #VALUE! | #VALUE! | #VALUE! | #VALUE! | 0.00216 | 0.67858 | 0.62769 | -0.052722 | -0.1399 | 0.092508 | 0.045382 | -0.051452 | 0.016047 | 0.0040145 | -0.038042 | 0.50353
0.00217 | 0.68173 | 0.63013 | #VALUE! | #VALUE! | #VALUE! | #VALUE! | #VALUE! | #VALUE! | #VALUE! | #VALUE! | #VALUE! | 0.00217 | 0.68173 | 0.63013 | -0.055941 | -0.13975 | 0.093765 | 0.042654 | -0.049731 | 0.018844 | 0.0011308 | -0.038895 | 0.50221
0.00218 | 0.68487 | 0.63257 | #VALUE! | #VALUE! | #VALUE! | #VALUE! | #VALUE! | #VALUE! | #VALUE! | #VALUE! | #VALUE! | 0.00218 | 0.68487 | 0.63257 | -0.059146 | -0.13953 | 0.09491 | 0.039855 | -0.047868 | 0.021573 | -0.0017587 | -0.039508 | 0.50109
0.00219 | 0.68801 | 0.635 | #VALUE! | #VALUE! | #VALUE! | #VALUE! | #VALUE! | #VALUE! | #VALUE! | #VALUE! | #VALUE! | 0.00219 | 0.68801 | 0.635 | -0.062337 | -0.13925 | 0.095941 | 0.036989 | -0.045868 | 0.024225 | -0.0046391 | -0.039877 | 0.50019
0.0022 | 0.69115 | 0.63742 | #VALUE! | #VALUE! | #VALUE! | #VALUE! | #VALUE! | #VALUE! | #VALUE! | #VALUE! | #VALUE! | 0.0022 | 0.69115 | 0.63742 | -0.065512 | -0.1389 | 0.096858 | 0.034062 | -0.043738 | 0.026791 | -0.0074953 | -0.04 | 0.49949
0.00221 | 0.69429 | 0.63984 | #VALUE! | #VALUE! | #VALUE! | #VALUE! | #VALUE! | #VALUE! | #VALUE! | #VALUE! | #VALUE! | 0.00221 | 0.69429 | 0.63984 | -0.06867 | -0.13848 | 0.09766 | 0.031078 | -0.041483 | 0.029262 | -0.010312 | -0.039877 | 0.49902
0.00222 | 0.69743 | 0.64225 | #VALUE! | #VALUE! | #VALUE! | #VALUE! | #VALUE! | #VALUE! | #VALUE! | #VALUE! | #VALUE! | 0.00222 | 0.69743 | 0.64225 | -0.071812 | -0.13799 | 0.098345 | 0.028043 | -0.03911 | 0.031629 | -0.013076 | -0.039508 | 0.49877
0.00223 | 0.70058 | 0.64466 | #VALUE! | #VALUE! | #VALUE! | #VALUE! | #VALUE! | #VALUE! | #VALUE! | #VALUE! | #VALUE! | 0.00223 | 0.70058 | 0.64466 | -0.074937 | -0.13744 | 0.098912 | 0.02496 | -0.036625 | 0.033882 | -0.015771 | -0.038895 | 0.49875
0.00224 | 0.70372 | 0.64706 | #VALUE! | #VALUE! | #VALUE! | #VALUE! | #VALUE! | #VALUE! | #VALUE! | #VALUE! | #VALUE! | 0.00224 | 0.70372 | 0.64706 | -0.078042 | -0.13682 | 0.099361 | 0.021836 | -0.034036 | 0.036015 | -0.018383 | -0.038042 | 0.49895
0.00225 | 0.70686 | 0.64945 | #VALUE! | #VALUE! | #VALUE! | #VALUE! | #VALUE! | #VALUE! | #VALUE! | #VALUE! | #VALUE! | 0.00225 | 0.70686 | 0.64945 | -0.081129 | -0.13613 | 0.099692 | 0.018676 | -0.03135 | 0.03802 | -0.0209 | -0.036955 | 0.49937
0.00226 | 0.71 | 0.65183 | #VALUE! | #VALUE! | #VALUE! | #VALUE! | #VALUE! | #VALUE! | #VALUE! | #VALUE! | #VALUE! | 0.00226 | 0.71 | 0.65183 | -0.084195 | -0.13538 | 0.099903 | 0.015484 | -0.028574 | 0.03989 | -0.023308 | -0.03564 | 0.50001
0.00227 | 0.71314 | 0.65421 | #VALUE! | #VALUE! | #VALUE! | #VALUE! | #VALUE! | #VALUE! | #VALUE! | #VALUE! | #VALUE! | 0.00227 | 0.71314 | 0.65421 | -0.087241 | -0.13456 | 0.099996 | 0.012266 | -0.025717 | 0.041617 | -0.025594 | -0.034106 | 0.50087
0.00228 | 0.71628 | 0.65659 | #VALUE! | #VALUE! | #VALUE! | #VALUE! | #VALUE! | #VALUE! | #VALUE! | #VALUE! | #VALUE! | 0.00228 | 0.71628 | 0.65659 | -0.090265 | -0.13368 | 0.099968 | 0.0090285 | -0.022787 | 0.043196 | -0.027746 | -0.032361 | 0.50194
0.00229 | 0.71942 | 0.65895 | #VALUE! | #VALUE! | #VALUE! | #VALUE! | #VALUE! | #VALUE! | #VALUE! | #VALUE! | #VALUE! | 0.00229 | 0.71942 | 0.65895 | -0.093267 | -0.13273 | 0.099822 | 0.0057755 | -0.019791 | 0.044621 | -0.029754 | -0.030416 | 0.50321
0.0023 | 0.72257 | 0.66131 | #VALUE! | #VALUE! | #VALUE! | #VALUE! | #VALUE! | #VALUE! | #VALUE! | #VALUE! | #VALUE! | 0.0023 | 0.72257 | 0.66131 | -0.096246 | -0.13172 | 0.099556 | 0.0025129 | -0.016739 | 0.045888 | -0.031606 | -0.028284 | 0.50467
0.00231 | 0.72571 | 0.66367 | #VALUE! | #VALUE! | #VALUE! | #VALUE! | #VALUE! | #VALUE! | #VALUE! | #VALUE! | #VALUE! | 0.00231 | 0.72571 | 0.66367 | -0.099201 | -0.13065 | 0.099172 | -0.00075397 | -0.01364 | 0.046991 | -0.033294 | -0.025978 | 0.50631
0.00232 | 0.72885 | 0.66601 | #VALUE! | #VALUE! | #VALUE! | #VALUE! | #VALUE! | #VALUE! | #VALUE! | #VALUE! | #VALUE! | 0.00232 | 0.72885 | 0.66601 | -0.10213 | -0.12951 | 0.098669 | -0.0040195 | -0.010501 | 0.047926 | -0.034807 | -0.023511 | 0.50812
0.00233 | 0.73199 | 0.66835 | #VALUE! | #VALUE! | #VALUE! | #VALUE! | #VALUE! | #VALUE! | #VALUE! | #VALUE! | #VALUE! | 0.00233 | 0.73199 | 0.66835 | -0.10504 | -0.12831 | 0.098048 | -0.0072784 | -0.0073329 | 0.048691 | -0.036139 | -0.0209 | 0.51009
0.00234 | 0.73513 | 0.67069 | #VALUE! | #VALUE! | #VALUE! | #VALUE! | #VALUE! | #VALUE! | #VALUE! | #VALUE! | #VALUE! | 0.00234 | 0.73513 | 0.67069 | -0.10792 | -0.12705 | 0.09731 | -0.010525 | -0.0041436 | 0.049282 | -0.037283 | -0.01816 | 0.5122
0.00235 | 0.73827 | 0.67301 | #VALUE! | #VALUE! | #VALUE! | #VALUE! | #VALUE! | #VALUE! | #VALUE! | #VALUE! | #VALUE! | 0.00235 | 0.73827 | 0.67301 | -0.11077 | -0.12572 | 0.096456 | -0.013754 | -0.00094244 | 0.049698 | -0.038232 | -0.015307 | 0.51444
0.00236 | 0.74142 | 0.67533 | #VALUE! | #VALUE! | #VALUE! | #VALUE! | #VALUE! | #VALUE! | #VALUE! | #VALUE! | #VALUE! | 0.00236 | 0.74142 | 0.67533 | -0.1136 | -0.12434 | 0.095486 | -0.016961 | 0.0022614 | 0.049937 | -0.038981 | -0.012361 | 0.51678
0.00237 | 0.74456 | 0.67765 | #VALUE! | #VALUE! | #VALUE! | #VALUE! | #VALUE! | #VALUE! | #VALUE! | #VALUE! | #VALUE! | 0.00237 | 0.74456 | 0.67765 | -0.11639 | -0.12289 | 0.094403 | -0.020139 | 0.0054588 | 0.049998 | -0.039527 | -0.0093378 | 0.51922
0.00238 | 0.7477 | 0.67995 | #VALUE! | #VALUE! | #VALUE! | #VALUE! | #VALUE! | #VALUE! | #VALUE! | #VALUE! | #VALUE! | 0.00238 | 0.7477 | 0.67995 | -0.11916 | -0.12139 | 0.093207 | -0.023283 | 0.0086406 | 0.049881 | -0.039867 | -0.0062574 | 0.52172
0.00239 | 0.75084 | 0.68225 | #VALUE! | #VALUE! | #VALUE! | #VALUE! | #VALUE! | #VALUE! | #VALUE! | #VALUE! | #VALUE! | 0.00239 | 0.75084 | 0.68225 | -0.1219 | -0.11983 | 0.0919 | -0.026388 | 0.011798 | 0.049586 | -0.039998 | -0.0031384 | 0.52428
0.0024 | 0.75398 | 0.68455 | #VALUE! | #VALUE! | #VALUE! | #VALUE! | #VALUE! | #VALUE! | #VALUE! | #VALUE! | #VALUE! | 0.0024 | 0.75398 | 0.68455 | -0.12461 | -0.11821 | 0.090483 | -0.02945 | 0.014921 | 0.049114 | -0.039921 | 1.6759e-15 | 0.52688
0.00241 | 0.75712 | 0.68683 | #VALUE! | #VALUE! | #VALUE! | #VALUE! | #VALUE! | #VALUE! | #VALUE! | #VALUE! | #VALUE! | 0.00241 | 0.75712 | 0.68683 | -0.12729 | -0.11653 | 0.088958 | -0.032462 | 0.018002 | 0.048468 | -0.039636 | 0.0031384 | 0.52949
0.00242 | 0.76027 | 0.68911 | #VALUE! | #VALUE! | #VALUE! | #VALUE! | #VALUE! | #VALUE! | #VALUE! | #VALUE! | #VALUE! | 0.00242 | 0.76027 | 0.68911 | -0.12994 | -0.11479 | 0.087326 | -0.035421 | 0.021032 | 0.047649 | -0.039143 | 0.0062574 | 0.53208
0.00243 | 0.76341 | 0.69139 | #VALUE! | #VALUE! | #VALUE! | #VALUE! | #VALUE! | #VALUE! | #VALUE! | #VALUE! | #VALUE! | 0.00243 | 0.76341 | 0.69139 | -0.13255 | -0.113 | 0.085591 | -0.03832 | 0.024002 | 0.04666 | -0.038447 | 0.0093378 | 0.53466
0.00244 | 0.76655 | 0.69365 | #VALUE! | #VALUE! | #VALUE! | #VALUE! | #VALUE! | #VALUE! | #VALUE! | #VALUE! | #VALUE! | 0.00244 | 0.76655 | 0.69365 | -0.13513 | -0.11116 | 0.083753 | -0.041155 | 0.026903 | 0.045505 | -0.037549 | 0.012361 | 0.53718
0.00245 | 0.76969 | 0.69591 | #VALUE! | #VALUE! | #VALUE! | #VALUE! | #VALUE! | #VALUE! | #VALUE! | #VALUE! | #VALUE! | 0.00245 | 0.76969 | 0.69591 | -0.13768 | -0.10926 | 0.081815 | -0.043922 | 0.029728 | 0.044188 | -0.036456 | 0.015307 | 0.53963
0.00246 | 0.77283 | 0.69817 | #VALUE! | #VALUE! | #VALUE! | #VALUE! | #VALUE! | #VALUE! | #VALUE! | #VALUE! | #VALUE! | 0.00246 | 0.77283 | 0.69817 | -0.1402 | -0.10731 | 0.079779 | -0.046615 | 0.032467 | 0.042714 | -0.035173 | 0.01816 | 0.54199
0.00247 | 0.77597 | 0.70041 | #VALUE! | #VALUE! | #VALUE! | #VALUE! | #VALUE! | #VALUE! | #VALUE! | #VALUE! | #VALUE! | 0.00247 | 0.77597 | 0.70041 | -0.14268 | -0.10531 | 0.077649 | -0.049231 | 0.035114 | 0.041087 | -0.033706 | 0.0209 | 0.54424
0.00248 | 0.77911 | 0.70265 | #VALUE! | #VALUE! | #VALUE! | #VALUE! | #VALUE! | #VALUE! | #VALUE! | #VALUE! | #VALUE! | 0.00248 | 0.77911 | 0.70265 | -0.14512 | -0.10325 | 0.075425 | -0.051764 | 0.037661 | 0.039314 | -0.032063 | 0.023511 | 0.54636
0.00249 | 0.78226 | 0.70488 | #VALUE! | #VALUE! | #VALUE! | #VALUE! | #VALUE! | #VALUE! | #VALUE! | #VALUE! | #VALUE! | 0.00249 | 0.78226 | 0.70488 | -0.14753 | -0.10115 | 0.073112 | -0.054212 | 0.040101 | 0.037401 | -0.030252 | 0.025978 | 0.54833
0.0025 | 0.7854 | 0.70711 | #VALUE! | #VALUE! | #VALUE! | #VALUE! | #VALUE! | #VALUE! | #VALUE! | #VALUE! | #VALUE! | 0.0025 | 0.7854 | 0.70711 | -0.14991 | -0.098995 | 0.070711 | -0.056569 | 0.042426 | 0.035355 | -0.028284 | 0.028284 | 0.55013
0.00251 | 0.78854 | 0.70932 | #VALUE! | #VALUE! | #VALUE! | #VALUE! | #VALUE! | #VALUE! | #VALUE! | #VALUE! | #VALUE! | 0.00251 | 0.78854 | 0.70932 | -0.15224 | -0.096794 | 0.068225 | -0.058831 | 0.044631 | 0.033183 | -0.026169 | 0.030416 | 0.55174
0.00252 | 0.79168 | 0.71154 | #VALUE! | #VALUE! | #VALUE! | #VALUE! | #VALUE! | #VALUE! | #VALUE! | #VALUE! | #VALUE! | 0.00252 | 0.79168 | 0.71154 | -0.15454 | -0.094547 | 0.065659 | -0.060995 | 0.046708 | 0.030893 | -0.023916 | 0.032361 | 0.55316
0.00253 | 0.79482 | 0.71374 | #VALUE! | #VALUE! | #VALUE! | #VALUE! | #VALUE! | #VALUE! | #VALUE! | #VALUE! | #VALUE! | 0.00253 | 0.79482 | 0.71374 | -0.1568 | -0.092253 | 0.063013 | -0.063058 | 0.048652 | 0.028493 | -0.021539 | 0.034106 | 0.55435
0.00254 | 0.79796 | 0.71594 | #VALUE! | #VALUE! | #VALUE! | #VALUE! | #VALUE! | #VALUE! | #VALUE! | #VALUE! | #VALUE! | 0.00254 | 0.79796 | 0.71594 | -0.15902 | -0.089915 | 0.060293 | -0.065016 | 0.050457 | 0.025991 | -0.01905 | 0.03564 | 0.55531
0.00255 | 0.80111 | 0.71813 | #VALUE! | #VALUE! | #VALUE! | #VALUE! | #VALUE! | #VALUE! | #VALUE! | #VALUE! | #VALUE! | 0.00255 | 0.80111 | 0.71813 | -0.16121 | -0.087534 | 0.057501 | -0.066865 | 0.052118 | 0.023396 | -0.016461 | 0.036955 | 0.55603
0.00256 | 0.80425 | 0.72031 | #VALUE! | #VALUE! | #VALUE! | #VALUE! | #VALUE! | #VALUE! | #VALUE! | #VALUE! | #VALUE! | 0.00256 | 0.80425 | 0.72031 | -0.16335 | -0.08511 | 0.054639 | -0.068602 | 0.05363 | 0.020719 | -0.013786 | 0.038042 | 0.55649
0.00257 | 0.80739 | 0.72248 | #VALUE! | #VALUE! | #VALUE! | #VALUE! | #VALUE! | #VALUE! | #VALUE! | #VALUE! | #VALUE! | 0.00257 | 0.80739 | 0.72248 | -0.16545 | -0.082645 | 0.051713 | -0.070225 | 0.05499 | 0.017967 | -0.011039 | 0.038895 | 0.55669
0.00258 | 0.81053 | 0.72465 | #VALUE! | #VALUE! | #VALUE! | #VALUE! | #VALUE! | #VALUE! | #VALUE! | #VALUE! | #VALUE! | 0.00258 | 0.81053 | 0.72465 | -0.16751 | -0.08014 | 0.048725 | -0.071731 | 0.056193 | 0.015152 | -0.0082345 | 0.039508 | 0.55661
0.00259 | 0.81367 | 0.72681 | #VALUE! | #VALUE! | #VALUE! | #VALUE! | #VALUE! | #VALUE! | #VALUE! | #VALUE! | #VALUE! | 0.00259 | 0.81367 | 0.72681 | -0.16953 | -0.077597 | 0.045679 | -0.073118 | 0.057236 | 0.012282 | -0.0053871 | 0.039877 | 0.55625
0.0026 | 0.81681 | 0.72897 | #VALUE! | #VALUE! | #VALUE! | #VALUE! | #VALUE! | #VALUE! | #VALUE! | #VALUE! | #VALUE! | 0.0026 | 0.81681 | 0.72897 | -0.17151 | -0.075016 | 0.042578 | -0.074382 | 0.058115 | 0.0093691 | -0.0025116 | 0.04 | 0.55561
0.00261 | 0.81996 | 0.73112 | #VALUE! | #VALUE! | #VALUE! | #VALUE! | #VALUE! | #VALUE! | #VALUE! | #VALUE! | #VALUE! | 0.00261 | 0.81996 | 0.73112 | -0.17345 | -0.072398 | 0.039426 | -0.075523 | 0.058829 | 0.0064225 | 0.00037699 | 0.039877 | 0.55468
0.00262 | 0.8231 | 0.73326 | #VALUE! | #VALUE! | #VALUE! | #VALUE! | #VALUE! | #VALUE! | #VALUE! | #VALUE! | #VALUE! | 0.00262 | 0.8231 | 0.73326 | -0.17534 | -0.069746 | 0.036228 | -0.076537 | 0.059375 | 0.003453 | 0.0032636 | 0.039508 | 0.55346
0.00263 | 0.82624 | 0.73539 | #VALUE! | #VALUE! | #VALUE! | #VALUE! | #VALUE! | #VALUE! | #VALUE! | #VALUE! | #VALUE! | 0.00263 | 0.82624 | 0.73539 | -0.17719 | -0.06706 | 0.032986 | -0.077424 | 0.059751 | 0.00047123 | 0.0061332 | 0.038895 | 0.55195
0.00264 | 0.82938 | 0.73751 | #VALUE! | #VALUE! | #VALUE! | #VALUE! | #VALUE! | #VALUE! | #VALUE! | #VALUE! | #VALUE! | 0.00264 | 0.82938 | 0.73751 | -0.179 | -0.064341 | 0.029704 | -0.078181 | 0.059957 | -0.0025122 | 0.0089708 | 0.038042 | 0.55016
0.00265 | 0.83252 | 0.73963 | #VALUE! | #VALUE! | #VALUE! | #VALUE! | #VALUE! | #VALUE! | #VALUE! | #VALUE! | #VALUE! | 0.00265 | 0.83252 | 0.73963 | -0.18076 | -0.061591 | 0.026387 | -0.078809 | 0.059993 | -0.0054867 | 0.011762 | 0.036955 | 0.54808
0.00266 | 0.83566 | 0.74174 | #VALUE! | #VALUE! | #VALUE! | #VALUE! | #VALUE! | #VALUE! | #VALUE! | #VALUE! | #VALUE! | 0.00266 | 0.83566 | 0.74174 | -0.18248 | -0.058812 | 0.023039 | -0.079305 | 0.059857 | -0.0084417 | 0.014491 | 0.03564 | 0.54573
0.00267 | 0.83881 | 0.74385 | #VALUE! | #VALUE! | #VALUE! | #VALUE! | #VALUE! | #VALUE! | #VALUE! | #VALUE! | #VALUE! | 0.00267 | 0.83881 | 0.74385 | -0.18415 | -0.056004 | 0.019663 | -0.079668 | 0.05955 | -0.011367 | 0.017145 | 0.034106 | 0.54312
0.00268 | 0.84195 | 0.74594 | #VALUE! | #VALUE! | #VALUE! | #VALUE! | #VALUE! | #VALUE! | #VALUE! | #VALUE! | #VALUE! | 0.00268 | 0.84195 | 0.74594 | -0.18578 | -0.053169 | 0.016264 | -0.079899 | 0.059074 | -0.014251 | 0.019709 | 0.032361 | 0.54025
0.00269 | 0.84509 | 0.74803 | #VALUE! | #VALUE! | #VALUE! | #VALUE! | #VALUE! | #VALUE! | #VALUE! | #VALUE! | #VALUE! | 0.00269 | 0.84509 | 0.74803 | -0.18736 | -0.050308 | 0.012845 | -0.079996 | 0.058429 | -0.017085 | 0.022171 | 0.030416 | 0.53714
0.0027 | 0.84823 | 0.75011 | #VALUE! | #VALUE! | #VALUE! | #VALUE! | #VALUE! | #VALUE! | #VALUE! | #VALUE! | #VALUE! | 0.0027 | 0.84823 | 0.75011 | -0.18889 | -0.047423 | 0.0094108 | -0.079961 | 0.057618 | -0.019857 | 0.024516 | 0.028284 | 0.53381
0.00271 | 0.85137 | 0.75218 | #VALUE! | #VALUE! | #VALUE! | #VALUE! | #VALUE! | #VALUE! | #VALUE! | #VALUE! | #VALUE! | 0.00271 | 0.85137 | 0.75218 | -0.19038 | -0.044515 | 0.0059655 | -0.079791 | 0.056642 | -0.022559 | 0.026734 | 0.025978 | 0.53026
0.00272 | 0.85451 | 0.75425 | #VALUE! | #VALUE! | #VALUE! | #VALUE! | #VALUE! | #VALUE! | #VALUE! | #VALUE! | #VALUE! | 0.00272 | 0.85451 | 0.75425 | -0.19182 | -0.041586 | 0.002513 | -0.079489 | 0.055505 | -0.025181 | 0.028812 | 0.023511 | 0.52651
0.00273 | 0.85765 | 0.75631 | #VALUE! | #VALUE! | #VALUE! | #VALUE! | #VALUE! | #VALUE! | #VALUE! | #VALUE! | #VALUE! | 0.00273 | 0.85765 | 0.75631 | -0.19322 | -0.038636 | -0.00094246 | -0.079054 | 0.054209 | -0.027713 | 0.03074 | 0.0209 | 0.5226
0.00274 | 0.8608 | 0.75836 | #VALUE! | #VALUE! | #VALUE! | #VALUE! | #VALUE! | #VALUE! | #VALUE! | #VALUE! | #VALUE! | 0.00274 | 0.8608 | 0.75836 | -0.19456 | -0.035668 | -0.0043968 | -0.078487 | 0.052759 | -0.030146 | 0.032508 | 0.01816 | 0.51853
0.00275 | 0.86394 | 0.76041 | #VALUE! | #VALUE! | #VALUE! | #VALUE! | #VALUE! | #VALUE! | #VALUE! | #VALUE! | #VALUE! | 0.00275 | 0.86394 | 0.76041 | -0.19586 | -0.032682 | -0.0078459 | -0.07779 | 0.051158 | -0.032472 | 0.034106 | 0.015307 | 0.51432
0.00276 | 0.86708 | 0.76244 | #VALUE! | #VALUE! | #VALUE! | #VALUE! | #VALUE! | #VALUE! | #VALUE! | #VALUE! | #VALUE! | 0.00276 | 0.86708 | 0.76244 | -0.19711 | -0.029681 | -0.011286 | -0.076962 | 0.049412 | -0.034683 | 0.035525 | 0.012361 | 0.51002
0.00277 | 0.87022 | 0.76447 | #VALUE! | #VALUE! | #VALUE! | #VALUE! | #VALUE! | #VALUE! | #VALUE! | #VALUE! | #VALUE! | 0.00277 | 0.87022 | 0.76447 | -0.19831 | -0.026665 | -0.014712 | -0.076006 | 0.047525 | -0.036769 | 0.03676 | 0.0093378 | 0.50563
0.00278 | 0.87336 | 0.76649 | #VALUE! | #VALUE! | #VALUE! | #VALUE! | #VALUE! | #VALUE! | #VALUE! | #VALUE! | #VALUE! | 0.00278 | 0.87336 | 0.76649 | -0.19947 | -0.023637 | -0.018121 | -0.074924 | 0.045502 | -0.038725 | 0.037803 | 0.0062574 | 0.50118
0.00279 | 0.8765 | 0.76851 | #VALUE! | #VALUE! | #VALUE! | #VALUE! | #VALUE! | #VALUE! | #VALUE! | #VALUE! | #VALUE! | 0.00279 | 0.8765 | 0.76851 | -0.20057 | -0.020597 | -0.021508 | -0.073717 | 0.043349 | -0.040543 | 0.038648 | 0.0031384 | 0.49671
0.0028 | 0.87965 | 0.77051 | #VALUE! | #VALUE! | #VALUE! | #VALUE! | #VALUE! | #VALUE! | #VALUE! | #VALUE! | #VALUE! | 0.0028 | 0.87965 | 0.77051 | -0.20162 | -0.017547 | -0.024869 | -0.072386 | 0.041073 | -0.042216 | 0.039291 | -2.0973e-15 | 0.49224
0.00281 | 0.88279 | 0.77251 | #VALUE! | #VALUE! | #VALUE! | #VALUE! | #VALUE! | #VALUE! | #VALUE! | #VALUE! | #VALUE! | 0.00281 | 0.88279 | 0.77251 | -0.20263 | -0.014488 | -0.028201 | -0.070935 | 0.038679 | -0.043739 | 0.03973 | -0.0031384 | 0.48779
0.00282 | 0.88593 | 0.7745 | #VALUE! | #VALUE! | #VALUE! | #VALUE! | #VALUE! | #VALUE! | #VALUE! | #VALUE! | #VALUE! | 0.00282 | 0.88593 | 0.7745 | -0.20358 | -0.011423 | -0.031499 | -0.069366 | 0.036176 | -0.045107 | 0.039961 | -0.0062574 | 0.48341
0.00283 | 0.88907 | 0.77649 | #VALUE! | #VALUE! | #VALUE! | #VALUE! | #VALUE! | #VALUE! | #VALUE! | #VALUE! | #VALUE! | 0.00283 | 0.88907 | 0.77649 | -0.20449 | -0.0083517 | -0.034759 | -0.067681 | 0.033569 | -0.046313 | 0.039984 | -0.0093378 | 0.47911
0.00284 | 0.89221 | 0.77846 | #VALUE! | #VALUE! | #VALUE! | #VALUE! | #VALUE! | #VALUE! | #VALUE! | #VALUE! | #VALUE! | 0.00284 | 0.89221 | 0.77846 | -0.20534 | -0.0052766 | -0.037978 | -0.065883 | 0.030866 | -0.047355 | 0.039798 | -0.012361 | 0.47493
0.00285 | 0.89535 | 0.78043 | #VALUE! | #VALUE! | #VALUE! | #VALUE! | #VALUE! | #VALUE! | #VALUE! | #VALUE! | #VALUE! | 0.00285 | 0.89535 | 0.78043 | -0.20614 | -0.002199 | -0.041151 | -0.063975 | 0.028076 | -0.048228 | 0.039404 | -0.015307 | 0.47091
0.00286 | 0.8985 | 0.78239 | #VALUE! | #VALUE! | #VALUE! | #VALUE! | #VALUE! | #VALUE! | #VALUE! | #VALUE! | #VALUE! | 0.00286 | 0.8985 | 0.78239 | -0.20689 | 0.00087964 | -0.044276 | -0.06196 | 0.025205 | -0.048929 | 0.038805 | -0.01816 | 0.46706
0.00287 | 0.90164 | 0.78434 | #VALUE! | #VALUE! | #VALUE! | #VALUE! | #VALUE! | #VALUE! | #VALUE! | #VALUE! | #VALUE! | 0.00287 | 0.90164 | 0.78434 | -0.2076 | 0.0039579 | -0.047347 | -0.059842 | 0.022263 | -0.049456 | 0.038003 | -0.0209 | 0.46343
0.00288 | 0.90478 | 0.78629 | #VALUE! | #VALUE! | #VALUE! | #VALUE! | #VALUE! | #VALUE! | #VALUE! | #VALUE! | #VALUE! | 0.00288 | 0.90478 | 0.78629 | -0.20824 | 0.0070342 | -0.050362 | -0.057625 | 0.019257 | -0.049807 | 0.037003 | -0.023511 | 0.46003
0.00289 | 0.90792 | 0.78823 | #VALUE! | #VALUE! | #VALUE! | #VALUE! | #VALUE! | #VALUE! | #VALUE! | #VALUE! | #VALUE! | 0.00289 | 0.90792 | 0.78823 | -0.20884 | 0.010107 | -0.053317 | -0.055311 | 0.016196 | -0.04998 | 0.03581 | -0.025978 | 0.45691
0.0029 | 0.91106 | 0.79016 | #VALUE! | #VALUE! | #VALUE! | #VALUE! | #VALUE! | #VALUE! | #VALUE! | #VALUE! | #VALUE! | 0.0029 | 0.91106 | 0.79016 | -0.20939 | 0.013175 | -0.056208 | -0.052905 | 0.013089 | -0.049975 | 0.03443 | -0.028284 | 0.45409
0.00291 | 0.9142 | 0.79208 | #VALUE! | #VALUE! | #VALUE! | #VALUE! | #VALUE! | #VALUE! | #VALUE! | #VALUE! | #VALUE! | 0.00291 | 0.9142 | 0.79208 | -0.20989 | 0.016237 | -0.059032 | -0.050411 | 0.0099442 | -0.049793 | 0.03287 | -0.030416 | 0.45159
0.00292 | 0.91735 | 0.79399 | #VALUE! | #VALUE! | #VALUE! | #VALUE! | #VALUE! | #VALUE! | #VALUE! | #VALUE! | #VALUE! | 0.00292 | 0.91735 | 0.79399 | -0.21033 | 0.019291 | -0.061786 | -0.047832 | 0.0067714 | -0.049433 | 0.031138 | -0.032361 | 0.44945
0.00293 | 0.92049 | 0.7959 | #VALUE! | #VALUE! | #VALUE! | #VALUE! | #VALUE! | #VALUE! | #VALUE! | #VALUE! | #VALUE! | 0.00293 | 0.92049 | 0.7959 | -0.21072 | 0.022335 | -0.064466 | -0.045174 | 0.0035793 | -0.048896 | 0.029245 | -0.034106 | 0.44769
0.00294 | 0.92363 | 0.79779 | #VALUE! | #VALUE! | #VALUE! | #VALUE! | #VALUE! | #VALUE! | #VALUE! | #VALUE! | #VALUE! | 0.00294 | 0.92363 | 0.79779 | -0.21106 | 0.025369 | -0.067069 | -0.042441 | 0.00037699 | -0.048186 | 0.027198 | -0.03564 | 0.44634
0.00295 | 0.92677 | 0.79968 | #VALUE! | #VALUE! | #VALUE! | #VALUE! | #VALUE! | #VALUE! | #VALUE! | #VALUE! | #VALUE! | 0.00295 | 0.92677 | 0.79968 | -0.21135 | 0.02839 | -0.069591 | -0.039637 | -0.0028264 | -0.047304 | 0.02501 | -0.036955 | 0.44542
0.00296 | 0.92991 | 0.80157 | #VALUE! | #VALUE! | #VALUE! | #VALUE! | #VALUE! | #VALUE! | #VALUE! | #VALUE! | #VALUE! | 0.00296 | 0.92991 | 0.80157 | -0.21158 | 0.031398 | -0.072031 | -0.036766 | -0.0060217 | -0.046254 | 0.022691 | -0.038042 | 0.44496
0.00297 | 0.93305 | 0.80344 | #VALUE! | #VALUE! | #VALUE! | #VALUE! | #VALUE! | #VALUE! | #VALUE! | #VALUE! | #VALUE! | 0.00297 | 0.93305 | 0.80344 | -0.21176 | 0.03439 | -0.074385 | -0.033835 | -0.0091998 | -0.045039 | 0.020253 | -0.038895 | 0.44497
0.00298 | 0.93619 | 0.80531 | #VALUE! | #VALUE! | #VALUE! | #VALUE! | #VALUE! | #VALUE! | #VALUE! | #VALUE! | #VALUE! | 0.00298 | 0.93619 | 0.80531 | -0.2119 | 0.037366 | -0.076649 | -0.030847 | -0.012352 | -0.043663 | 0.01771 | -0.039508 | 0.44547
0.00299 | 0.93934 | 0.80717 | #VALUE! | #VALUE! | #VALUE! | #VALUE! | #VALUE! | #VALUE! | #VALUE! | #VALUE! | #VALUE! | 0.00299 | 0.93934 | 0.80717 | -0.21197 | 0.040324 | -0.078823 | -0.027807 | -0.015468 | -0.042132 | 0.015075 | -0.039877 | 0.44648
0.003 | 0.94248 | 0.80902 | #VALUE! | #VALUE! | #VALUE! | #VALUE! | #VALUE! | #VALUE! | #VALUE! | #VALUE! | #VALUE! | 0.003 | 0.94248 | 0.80902 | -0.212 | 0.043262 | -0.080902 | -0.024721 | -0.018541 | -0.040451 | 0.012361 | -0.04 | 0.44803
0.00301 | 0.94562 | 0.81086 | #VALUE! | #VALUE! | #VALUE! | #VALUE! | #VALUE! | #VALUE! | #VALUE! | #VALUE! | #VALUE! | 0.00301 | 0.94562 | 0.81086 | -0.21197 | 0.04618 | -0.082884 | -0.021594 | -0.021561 | -0.038626 | 0.009582 | -0.039877 | 0.45011
0.00302 | 0.94876 | 0.81269 | #VALUE! | #VALUE! | #VALUE! | #VALUE! | #VALUE! | #VALUE! | #VALUE! | #VALUE! | #VALUE! | 0.00302 | 0.94876 | 0.81269 | -0.2119 | 0.049075 | -0.084768 | -0.018431 | -0.024519 | -0.036663 | 0.0067533 | -0.039508 | 0.45274
0.00303 | 0.9519 | 0.81452 | #VALUE! | #VALUE! | #VALUE! | #VALUE! | #VALUE! | #VALUE! | #VALUE! | #VALUE! | #VALUE! | 0.00303 | 0.9519 | 0.81452 | -0.21176 | 0.051946 | -0.08655 | -0.015237 | -0.027407 | -0.034569 | 0.0038894 | -0.038895 | 0.45593
0.00304 | 0.95504 | 0.81634 | #VALUE! | #VALUE! | #VALUE! | #VALUE! | #VALUE! | #VALUE! | #VALUE! | #VALUE! | #VALUE! | 0.00304 | 0.95504 | 0.81634 | -0.21158 | 0.054792 | -0.088229 | -0.012018 | -0.030217 | -0.032353 | 0.0010052 | -0.038042 | 0.4597
0.00305 | 0.95819 | 0.81815 | #VALUE! | #VALUE! | #VALUE! | #VALUE! | #VALUE! | #VALUE! | #VALUE! | #VALUE! | #VALUE! | 0.00305 | 0.95819 | 0.81815 | -0.21135 | 0.057612 | -0.089803 | -0.0087787 | -0.032941 | -0.030021 | -0.0018843 | -0.036955 | 0.46403
0.00306 | 0.96133 | 0.81995 | #VALUE! | #VALUE! | #VALUE! | #VALUE! | #VALUE! | #VALUE! | #VALUE! | #VALUE! | #VALUE! | 0.00306 | 0.96133 | 0.81995 | -0.21106 | 0.060404 | -0.091269 | -0.0055248 | -0.035571 | -0.027582 | -0.0047639 | -0.03564 | 0.46895
0.00307 | 0.96447 | 0.82175 | #VALUE! | #VALUE! | #VALUE! | #VALUE! | #VALUE! | #VALUE! | #VALUE! | #VALUE! | #VALUE! | 0.00307 | 0.96447 | 0.82175 | -0.21072 | 0.063166 | -0.092627 | -0.0022616 | -0.0381 | -0.025045 | -0.0076187 | -0.034106 | 0.47444
0.00308 | 0.96761 | 0.82353 | #VALUE! | #VALUE! | #VALUE! | #VALUE! | #VALUE! | #VALUE! | #VALUE! | #VALUE! | #VALUE! | 0.00308 | 0.96761 | 0.82353 | -0.21033 | 0.065899 | -0.093873 | 0.0010053 | -0.04052 | -0.022419 | -0.010434 | -0.032361 | 0.4805
0.00309 | 0.97075 | 0.82531 | #VALUE! | #VALUE! | #VALUE! | #VALUE! | #VALUE! | #VALUE! | #VALUE! | #VALUE! | #VALUE! | 0.00309 | 0.97075 | 0.82531 | -0.20989 | 0.068599 | -0.095008 | 0.0042705 | -0.042824 | -0.019713 | -0.013194 | -0.030416 | 0.48714
0.0031 | 0.97389 | 0.82708 | #VALUE! | #VALUE! | #VALUE! | #VALUE! | #VALUE! | #VALUE! | #VALUE! | #VALUE! | #VALUE! | 0.0031 | 0.97389 | 0.82708 | -0.20939 | 0.071266 | -0.096029 | 0.0075287 | -0.045007 | -0.016937 | -0.015886 | -0.028284 | 0.49434
0.00311 | 0.97704 | 0.82884 | #VALUE! | #VALUE! | #VALUE! | #VALUE! | #VALUE! | #VALUE! | #VALUE! | #VALUE! | #VALUE! | 0.00311 | 0.97704 | 0.82884 | -0.20884 | 0.073898 | -0.096936 | 0.010774 | -0.047061 | -0.0141 | -0.018495 | -0.025978 | 0.5021
0.00312 | 0.98018 | 0.8306 | #VALUE! | #VALUE! | #VALUE! | #VALUE! | #VALUE! | #VALUE! | #VALUE! | #VALUE! | #VALUE! | 0.00312 | 0.98018 | 0.8306 | -0.20824 | 0.076495 | -0.097727 | 0.014002 | -0.04898 | -0.011214 | -0.021007 | -0.023511 | 0.51041
0.00313 | 0.98332 | 0.83234 | #VALUE! | #VALUE! | #VALUE! | #VALUE! | #VALUE! | #VALUE! | #VALUE! | #VALUE! | #VALUE! | 0.00313 | 0.98332 | 0.83234 | -0.2076 | 0.079055 | -0.098401 | 0.017206 | -0.05076 | -0.0082868 | -0.02341 | -0.0209 | 0.51925
0.00314 | 0.98646 | 0.83408 | #VALUE! | #VALUE! | #VALUE! | #VALUE! | #VALUE! | #VALUE! | #VALUE! | #VALUE! | #VALUE! | 0.00314 | 0.98646 | 0.83408 | -0.20689 | 0.081577 | -0.098958 | 0.020382 | -0.052396 | -0.0053306 | -0.02569 | -0.01816 | 0.52861
0.00315 | 0.9896 | 0.83581 | #VALUE! | #VALUE! | #VALUE! | #VALUE! | #VALUE! | #VALUE! | #VALUE! | #VALUE! | #VALUE! | 0.00315 | 0.9896 | 0.83581 | -0.20614 | 0.084059 | -0.099396 | 0.023523 | -0.053882 | -0.0023553 | -0.027837 | -0.015307 | 0.53847
0.00316 | 0.99274 | 0.83753 | #VALUE! | #VALUE! | #VALUE! | #VALUE! | #VALUE! | #VALUE! | #VALUE! | #VALUE! | #VALUE! | 0.00316 | 0.99274 | 0.83753 | -0.20534 | 0.0865 | -0.099716 | 0.026626 | -0.055214 | 0.0006283 | -0.029838 | -0.012361 | 0.54881
0.00317 | 0.99588 | 0.83924 | #VALUE! | #VALUE! | #VALUE! | #VALUE! | #VALUE! | #VALUE! | #VALUE! | #VALUE! | #VALUE! | 0.00317 | 0.99588 | 0.83924 | -0.20449 | 0.0889 | -0.099917 | 0.029683 | -0.056389 | 0.0036097 | -0.031683 | -0.0093378 | 0.55962
0.00318 | 0.99903 | 0.84094 | #VALUE! | #VALUE! | #VALUE! | #VALUE! | #VALUE! | #VALUE! | #VALUE! | #VALUE! | #VALUE! | 0.00318 | 0.99903 | 0.84094 | -0.20358 | 0.091257 | -0.099998 | 0.032692 | -0.057403 | 0.0065782 | -0.033363 | -0.0062574 | 0.57087
0.00319 | 1.0022 | 0.84264 | #VALUE! | #VALUE! | #VALUE! | #VALUE! | #VALUE! | #VALUE! | #VALUE! | #VALUE! | #VALUE! | 0.00319 | 1.0022 | 0.84264 | -0.20263 | 0.093569 | -0.09996 | 0.035646 | -0.058253 | 0.0095233 | -0.034869 | -0.0031384 | 0.58253
0.0032 | 1.0053 | 0.84433 | #VALUE! | #VALUE! | #VALUE! | #VALUE! | #VALUE! | #VALUE! | #VALUE! | #VALUE! | #VALUE! | 0.0032 | 1.0053 | 0.84433 | -0.20162 | 0.095837 | -0.099803 | 0.03854 | -0.058937 | 0.012434 | -0.036193 | 2.2345e-15 | 0.59458
0.00321 | 1.0085 | 0.84601 | #VALUE! | #VALUE! | #VALUE! | #VALUE! | #VALUE! | #VALUE! | #VALUE! | #VALUE! | #VALUE! | 0.00321 | 1.0085 | 0.84601 | -0.20057 | 0.098058 | -0.099526 | 0.04137 | -0.059453 | 0.015301 | -0.037328 | 0.0031384 | 0.607
0.00322 | 1.0116 | 0.84768 | #VALUE! | #VALUE! | #VALUE! | #VALUE! | #VALUE! | #VALUE! | #VALUE! | #VALUE! | #VALUE! | 0.00322 | 1.0116 | 0.84768 | -0.19947 | 0.10023 | -0.099131 | 0.044132 | -0.0598 | 0.018114 | -0.038268 | 0.0062574 | 0.61975
0.00323 | 1.0147 | 0.84934 | #VALUE! | #VALUE! | #VALUE! | #VALUE! | #VALUE! | #VALUE! | #VALUE! | #VALUE! | #VALUE! | 0.00323 | 1.0147 | 0.84934 | -0.19831 | 0.10236 | -0.098617 | 0.046819 | -0.059976 | 0.020862 | -0.039009 | 0.0093378 | 0.6328
0.00324 | 1.0179 | 0.85099 | #VALUE! | #VALUE! | #VALUE! | #VALUE! | #VALUE! | #VALUE! | #VALUE! | #VALUE! | #VALUE! | 0.00324 | 1.0179 | 0.85099 | -0.19711 | 0.10443 | -0.097986 | 0.049429 | -0.059981 | 0.023535 | -0.039546 | 0.012361 | 0.64613
0.00325 | 1.021 | 0.85264 | #VALUE! | #VALUE! | #VALUE! | #VALUE! | #VALUE! | #VALUE! | #VALUE! | #VALUE! | #VALUE! | 0.00325 | 1.021 | 0.85264 | -0.19586 | 0.10646 | -0.097237 | 0.051956 | -0.059815 | 0.026125 | -0.039877 | 0.015307 | 0.65969
0.00326 | 1.0242 | 0.85428 | #VALUE! | #VALUE! | #VALUE! | #VALUE! | #VALUE! | #VALUE! | #VALUE! | #VALUE! | #VALUE! | 0.00326 | 1.0242 | 0.85428 | -0.19456 | 0.10843 | -0.096372 | 0.054396 | -0.059478 | 0.028622 | -0.039999 | 0.01816 | 0.67347
0.00327 | 1.0273 | 0.85591 | #VALUE! | #VALUE! | #VALUE! | #VALUE! | #VALUE! | #VALUE! | #VALUE! | #VALUE! | #VALUE! | 0.00327 | 1.0273 | 0.85591 | -0.19322 | 0.11035 | -0.095393 | 0.056746 | -0.058972 | 0.031016 | -0.039913 | 0.0209 | 0.68742
0.00328 | 1.0304 | 0.85753 | #VALUE! | #VALUE! | #VALUE! | #VALUE! | #VALUE! | #VALUE! | #VALUE! | #VALUE! | #VALUE! | 0.00328 | 1.0304 | 0.85753 | -0.19182 | 0.11222 | -0.094299 | 0.059001 | -0.058298 | 0.033301 | -0.039618 | 0.023511 | 0.70152
0.00329 | 1.0336 | 0.85914 | #VALUE! | #VALUE! | #VALUE! | #VALUE! | #VALUE! | #VALUE! | #VALUE! | #VALUE! | #VALUE! | 0.00329 | 1.0336 | 0.85914 | -0.19038 | 0.11403 | -0.093093 | 0.061158 | -0.057457 | 0.035466 | -0.039117 | 0.025978 | 0.71572
0.0033 | 1.0367 | 0.86074 | #VALUE! | #VALUE! | #VALUE! | #VALUE! | #VALUE! | #VALUE! | #VALUE! | #VALUE! | #VALUE! | 0.0033 | 1.0367 | 0.86074 | -0.18889 | 0.11579 | -0.091775 | 0.063212 | -0.056453 | 0.037506 | -0.038412 | 0.028284 | 0.73
0.00331 | 1.0399 | 0.86234 | #VALUE! | #VALUE! | #VALUE! | #VALUE! | #VALUE! | #VALUE! | #VALUE! | #VALUE! | #VALUE! | 0.00331 | 1.0399 | 0.86234 | -0.18736 | 0.11749 | -0.090348 | 0.065162 | -0.055287 | 0.039411 | -0.037506 | 0.030416 | 0.74432
0.00332 | 1.043 | 0.86392 | #VALUE! | #VALUE! | #VALUE! | #VALUE! | #VALUE! | #VALUE! | #VALUE! | #VALUE! | #VALUE! | 0.00332 | 1.043 | 0.86392 | -0.18578 | 0.11914 | -0.088814 | 0.067002 | -0.053964 | 0.041177 | -0.036404 | 0.032361 | 0.75864
0.00333 | 1.0462 | 0.8655 | #VALUE! | #VALUE! | #VALUE! | #VALUE! | #VALUE! | #VALUE! | #VALUE! | #VALUE! | #VALUE! | 0.00333 | 1.0462 | 0.8655 | -0.18415 | 0.12073 | -0.087173 | 0.068731 | -0.052487 | 0.042795 | -0.035113 | 0.034106 | 0.77294
0.00334 | 1.0493 | 0.86707 | #VALUE! | #VALUE! | #VALUE! | #VALUE! | #VALUE! | #VALUE! | #VALUE! | #VALUE! | #VALUE! | 0.00334 | 1.0493 | 0.86707 | -0.18248 | 0.12226 | -0.085428 | 0.070345 | -0.050861 | 0.044262 | -0.033638 | 0.03564 | 0.78717
0.00335 | 1.0524 | 0.86863 | #VALUE! | #VALUE! | #VALUE! | #VALUE! | #VALUE! | #VALUE! | #VALUE! | #VALUE! | #VALUE! | 0.00335 | 1.0524 | 0.86863 | -0.18076 | 0.12373 | -0.083581 | 0.071842 | -0.049089 | 0.04557 | -0.031987 | 0.036955 | 0.80131
0.00336 | 1.0556 | 0.87018 | #VALUE! | #VALUE! | #VALUE! | #VALUE! | #VALUE! | #VALUE! | #VALUE! | #VALUE! | #VALUE! | 0.00336 | 1.0556 | 0.87018 | -0.179 | 0.12514 | -0.081634 | 0.073219 | -0.047177 | 0.046716 | -0.03017 | 0.038042 | 0.81532
0.00337 | 1.0587 | 0.87173 | #VALUE! | #VALUE! | #VALUE! | #VALUE! | #VALUE! | #VALUE! | #VALUE! | #VALUE! | #VALUE! | 0.00337 | 1.0587 | 0.87173 | -0.17719 | 0.12649 | -0.07959 | 0.074474 | -0.045131 | 0.047696 | -0.028195 | 0.038895 | 0.82917
0.00338 | 1.0619 | 0.87326 | #VALUE! | #VALUE! | #VALUE! | #VALUE! | #VALUE! | #VALUE! | #VALUE! | #VALUE! | #VALUE! | 0.00338 | 1.0619 | 0.87326 | -0.17534 | 0.12778 | -0.07745 | 0.075605 | -0.042956 | 0.048506 | -0.026073 | 0.039508 | 0.84284
0.00339 | 1.065 | 0.87479 | #VALUE! | #VALUE! | #VALUE! | #VALUE! | #VALUE! | #VALUE! | #VALUE! | #VALUE! | #VALUE! | 0.00339 | 1.065 | 0.87479 | -0.17345 | 0.129 | -0.075218 | 0.07661 | -0.040659 | 0.049144 | -0.023815 | 0.039877 | 0.85628
0.0034 | 1.0681 | 0.87631 | #VALUE! | #VALUE! | #VALUE! | #VALUE! | #VALUE! | #VALUE! | #VALUE! | #VALUE! | #VALUE! | 0.0034 | 1.0681 | 0.87631 | -0.17151 | 0.13017 | -0.072897 | 0.077487 | -0.038245 | 0.049606 | -0.021433 | 0.04 | 0.86948
0.00341 | 1.0713 | 0.87782 | #VALUE! | #VALUE! | #VALUE! | #VALUE! | #VALUE! | #VALUE! | #VALUE! | #VALUE! | #VALUE! | 0.00341 | 1.0713 | 0.87782 | -0.16953 | 0.13127 | -0.070488 | 0.078234 | -0.035723 | 0.049891 | -0.018939 | 0.039877 | 0.88241
0.00342 | 1.0744 | 0.87932 | #VALUE! | #VALUE! | #VALUE! | #VALUE! | #VALUE! | #VALUE! | #VALUE! | #VALUE! | #VALUE! | 0.00342 | 1.0744 | 0.87932 | -0.16751 | 0.13231 | -0.067995 | 0.078852 | -0.033099 | 0.049999 | -0.016346 | 0.039508 | 0.89503
0.00343 | 1.0776 | 0.88081 | #VALUE! | #VALUE! | #VALUE! | #VALUE! | #VALUE! | #VALUE! | #VALUE! | #VALUE! | #VALUE! | 0.00343 | 1.0776 | 0.88081 | -0.16545 | 0.13328 | -0.065421 | 0.079337 | -0.03038 | 0.049929 | -0.013668 | 0.038895 | 0.90733
0.00344 | 1.0807 | 0.88229 | #VALUE! | #VALUE! | #VALUE! | #VALUE! | #VALUE! | #VALUE! | #VALUE! | #VALUE! | #VALUE! | 0.00344 | 1.0807 | 0.88229 | -0.16335 | 0.13419 | -0.062769 | 0.079691 | -0.027575 | 0.049681 | -0.010918 | 0.038042 | 0.91929
0.00345 | 1.0838 | 0.88377 | #VALUE! | #VALUE! | #VALUE! | #VALUE! | #VALUE! | #VALUE! | #VALUE! | #VALUE! | #VALUE! | 0.00345 | 1.0838 | 0.88377 | -0.16121 | 0.13504 | -0.060042 | 0.079911 | -0.024691 | 0.049255 | -0.0081115 | 0.036955 | 0.93088
0.00346 | 1.087 | 0.88523 | #VALUE! | #VALUE! | #VALUE! | #VALUE! | #VALUE! | #VALUE! | #VALUE! | #VALUE! | #VALUE! | 0.00346 | 1.087 | 0.88523 | -0.15902 | 0.13582 | -0.057243 | 0.079998 | -0.021737 | 0.048655 | -0.0052626 | 0.03564 | 0.94208
0.00347 | 1.0901 | 0.88669 | #VALUE! | #VALUE! | #VALUE! | #VALUE! | #VALUE! | #VALUE! | #VALUE! | #VALUE! | #VALUE! | 0.00347 | 1.0901 | 0.88669 | -0.1568 | 0.13653 | -0.054376 | 0.079952 | -0.01872 | 0.047881 | -0.0023862 | 0.034106 | 0.95287
0.00348 | 1.0933 | 0.88814 | #VALUE! | #VALUE! | #VALUE! | #VALUE! | #VALUE! | #VALUE! | #VALUE! | #VALUE! | #VALUE! | 0.00348 | 1.0933 | 0.88814 | -0.15454 | 0.13718 | -0.051444 | 0.079773 | -0.01565 | 0.046937 | 0.00050264 | 0.032361 | 0.96325
0.00349 | 1.0964 | 0.88958 | #VALUE! | #VALUE! | #VALUE! | #VALUE! | #VALUE! | #VALUE! | #VALUE! | #VALUE! | #VALUE! | 0.00349 | 1.0964 | 0.88958 | -0.15224 | 0.13776 | -0.04845 | 0.07946 | -0.012536 | 0.045825 | 0.0033889 | 0.030416 | 0.9732
0.0035 | 1.0996 | 0.89101 | #VALUE! | #VALUE! | #VALUE! | #VALUE! | #VALUE! | #VALUE! | #VALUE! | #VALUE! | #VALUE! | 0.0035 | 1.0996 | 0.89101 | -0.14991 | 0.13828 | -0.045399 | 0.079015 | -0.0093861 | 0.04455 | 0.0062574 | 0.028284 | 0.9827
0.00351 | 1.1027 | 0.89243 | #VALUE! | #VALUE! | #VALUE! | #VALUE! | #VALUE! | #VALUE! | #VALUE! | #VALUE! | #VALUE! | 0.00351 | 1.1027 | 0.89243 | -0.14753 | 0.13872 | -0.042293 | 0.078438 | -0.0062092 | 0.043117 | 0.0090932 | 0.025978 | 0.99174
0.00352 | 1.1058 | 0.89384 | #VALUE! | #VALUE! | #VALUE! | #VALUE! | #VALUE! | #VALUE! | #VALUE! | #VALUE! | #VALUE! | 0.00352 | 1.1058 | 0.89384 | -0.14512 | 0.13911 | -0.039137 | 0.077731 | -0.0030147 | 0.04153 | 0.011882 | 0.023511 | 1.0003
0.00353 | 1.109 | 0.89525 | #VALUE! | #VALUE! | #VALUE! | #VALUE! | #VALUE! | #VALUE! | #VALUE! | #VALUE! | #VALUE! | 0.00353 | 1.109 | 0.89525 | -0.14268 | 0.13942 | -0.035935 | 0.076893 | 0.0001885 | 0.039795 | 0.014608 | 0.0209 | 1.0084
0.00354 | 1.1121 | 0.89664 | #VALUE! | #VALUE! | #VALUE! | #VALUE! | #VALUE! | #VALUE! | #VALUE! | #VALUE! | #VALUE! | 0.00354 | 1.1121 | 0.89664 | -0.1402 | 0.13967 | -0.032689 | 0.075928 | 0.0033911 | 0.037918 | 0.017258 | 0.01816 | 1.0161
0.00355 | 1.1153 | 0.89803 | #VALUE! | #VALUE! | #VALUE! | #VALUE! | #VALUE! | #VALUE! | #VALUE! | #VALUE! | #VALUE! | 0.00355 | 1.1153 | 0.89803 | -0.13768 | 0.13984 | -0.029404 | 0.074836 | 0.0065841 | 0.035906 | 0.019818 | 0.015307 | 1.0232
0.00356 | 1.1184 | 0.89941 | #VALUE! | #VALUE! | #VALUE! | #VALUE! | #VALUE! | #VALUE! | #VALUE! | #VALUE! | #VALUE! | 0.00356 | 1.1184 | 0.89941 | -0.13513 | 0.13996 | -0.026084 | 0.073619 | 0.0097582 | 0.033767 | 0.022275 | 0.012361 | 1.0299
0.00357 | 1.1215 | 0.90077 | #VALUE! | #VALUE! | #VALUE! | #VALUE! | #VALUE! | #VALUE! | #VALUE! | #VALUE! | #VALUE! | 0.00357 | 1.1215 | 0.90077 | -0.13255 | 0.14 | -0.022733 | 0.072279 | 0.012905 | 0.031507 | 0.024615 | 0.0093378 | 1.0361
0.00358 | 1.1247 | 0.90213 | #VALUE! | #VALUE! | #VALUE! | #VALUE! | #VALUE! | #VALUE! | #VALUE! | #VALUE! | #VALUE! | 0.00358 | 1.1247 | 0.90213 | -0.12994 | 0.13998 | -0.019355 | 0.070819 | 0.016014 | 0.029135 | 0.026827 | 0.0062574 | 1.0419
0.00359 | 1.1278 | 0.90348 | #VALUE! | #VALUE! | #VALUE! | #VALUE! | #VALUE! | #VALUE! | #VALUE! | #VALUE! | #VALUE! | 0.00359 | 1.1278 | 0.90348 | -0.12729 | 0.13988 | -0.015954 | 0.06924 | 0.019078 | 0.026659 | 0.028899 | 0.0031384 | 1.0471
0.0036 | 1.131 | 0.90483 | #VALUE! | #VALUE! | #VALUE! | #VALUE! | #VALUE! | #VALUE! | #VALUE! | #VALUE! | #VALUE! | 0.0036 | 1.131 | 0.90483 | -0.12461 | 0.13972 | -0.012533 | 0.067546 | 0.022087 | 0.024088 | 0.030821 | -2.656e-15 | 1.0519
0.00361 | 1.1341 | 0.90616 | #VALUE! | #VALUE! | #VALUE! | #VALUE! | #VALUE! | #VALUE! | #VALUE! | #VALUE! | #VALUE! | 0.00361 | 1.1341 | 0.90616 | -0.1219 | 0.1395 | -0.009098 | 0.06574 | 0.025034 | 0.021431 | 0.032581 | -0.0031384 | 1.0563
0.00362 | 1.1373 | 0.90748 | #VALUE! | #VALUE! | #VALUE! | #VALUE! | #VALUE! | #VALUE! | #VALUE! | #VALUE! | #VALUE! | 0.00362 | 1.1373 | 0.90748 | -0.11916 | 0.1392 | -0.0056519 | 0.063824 | 0.027909 | 0.018698 | 0.034171 | -0.0062574 | 1.0602
0.00363 | 1.1404 | 0.9088 | #VALUE! | #VALUE! | #VALUE! | #VALUE! | #VALUE! | #VALUE! | #VALUE! | #VALUE! | #VALUE! | 0.00363 | 1.1404 | 0.9088 | -0.11639 | 0.13884 | -0.0021989 | 0.061801 | 0.030705 | 0.015898 | 0.035583 | -0.0093378 | 1.0637
0.00364 | 1.1435 | 0.91011 | #VALUE! | #VALUE! | #VALUE! | #VALUE! | #VALUE! | #VALUE! | #VALUE! | #VALUE! | #VALUE! | 0.00364 | 1.1435 | 0.91011 | -0.1136 | 0.13841 | 0.0012566 | 0.059675 | 0.033413 | 0.013042 | 0.036809 | -0.012361 | 1.0668
0.00365 | 1.1467 | 0.9114 | #VALUE! | #VALUE! | #VALUE! | #VALUE! | #VALUE! | #VALUE! | #VALUE! | #VALUE! | #VALUE! | 0.00365 | 1.1467 | 0.9114 | -0.11077 | 0.13792 | 0.0047106 | 0.05745 | 0.036025 | 0.010139 | 0.037843 | -0.015307 | 1.0694
0.00366 | 1.1498 | 0.91269 | #VALUE! | #VALUE! | #VALUE! | #VALUE! | #VALUE! | #VALUE! | #VALUE! | #VALUE! | #VALUE! | 0.00366 | 1.1498 | 0.91269 | -0.10792 | 0.13735 | 0.0081591 | 0.055129 | 0.038535 | 0.0072005 | 0.03868 | -0.01816 | 1.0717
0.00367 | 1.153 | 0.91397 | #VALUE! | #VALUE! | #VALUE! | #VALUE! | #VALUE! | #VALUE! | #VALUE! | #VALUE! | #VALUE! | 0.00367 | 1.153 | 0.91397 | -0.10504 | 0.13672 | 0.011598 | 0.052716 | 0.040935 | 0.0042361 | 0.039315 | -0.0209 | 1.0736
0.00368 | 1.1561 | 0.91524 | #VALUE! | #VALUE! | #VALUE! | #VALUE! | #VALUE! | #VALUE! | #VALUE! | #VALUE! | #VALUE! | 0.00368 | 1.1561 | 0.91524 | -0.10213 | 0.13603 | 0.015023 | 0.050215 | 0.043219 | 0.0012565 | 0.039744 | -0.023511 | 1.0751
0.00369 | 1.1592 | 0.9165 | #VALUE! | #VALUE! | #VALUE! | #VALUE! | #VALUE! | #VALUE! | #VALUE! | #VALUE! | #VALUE! | 0.00369 | 1.1592 | 0.9165 | -0.099201 | 0.13527 | 0.018429 | 0.047631 | 0.045379 | -0.0017275 | 0.039967 | -0.025978 | 1.0763
0.0037 | 1.1624 | 0.91775 | #VALUE! | #VALUE! | #VALUE! | #VALUE! | #VALUE! | #VALUE! | #VALUE! | #VALUE! | #VALUE! | 0.0037 | 1.1624 | 0.91775 | -0.096246 | 0.13444 | 0.021814 | 0.044967 | 0.047409 | -0.0047054 | 0.03998 | -0.028284 | 1.0771
0.00371 | 1.1655 | 0.919 | #VALUE! | #VALUE! | #VALUE! | #VALUE! | #VALUE! | #VALUE! | #VALUE! | #VALUE! | #VALUE! | 0.00371 | 1.1655 | 0.919 | -0.093267 | 0.13355 | 0.025173 | 0.042228 | 0.049305 | -0.0076665 | 0.039785 | -0.030416 | 1.0777
0.00372 | 1.1687 | 0.92023 | #VALUE! | #VALUE! | #VALUE! | #VALUE! | #VALUE! | #VALUE! | #VALUE! | #VALUE! | #VALUE! | 0.00372 | 1.1687 | 0.92023 | -0.090265 | 0.13259 | 0.028502 | 0.039418 | 0.05106 | -0.0106 | 0.039383 | -0.032361 | 1.078
0.00373 | 1.1718 | 0.92146 | #VALUE! | #VALUE! | #VALUE! | #VALUE! | #VALUE! | #VALUE! | #VALUE! | #VALUE! | #VALUE! | 0.00373 | 1.1718 | 0.92146 | -0.087241 | 0.13157 | 0.031797 | 0.036543 | 0.052669 | -0.013496 | 0.038774 | -0.034106 | 1.078
0.00374 | 1.175 | 0.92267 | #VALUE! | #VALUE! | #VALUE! | #VALUE! | #VALUE! | #VALUE! | #VALUE! | #VALUE! | #VALUE! | 0.00374 | 1.175 | 0.92267 | -0.084195 | 0.13049 | 0.035053 | 0.033607 | 0.054128 | -0.016344 | 0.037964 | -0.03564 | 1.0777
0.00375 | 1.1781 | 0.92388 | #VALUE! | #VALUE! | #VALUE! | #VALUE! | #VALUE! | #VALUE! | #VALUE! | #VALUE! | #VALUE! | 0.00375 | 1.1781 | 0.92388 | -0.081129 | 0.12934 | 0.038268 | 0.030615 | 0.055433 | -0.019134 | 0.036955 | -0.036955 | 1.0773
0.00376 | 1.1812 | 0.92508 | #VALUE! | #VALUE! | #VALUE! | #VALUE! | #VALUE! | #VALUE! | #VALUE! | #VALUE! | #VALUE! | 0.00376 | 1.1812 | 0.92508 | -0.078042 | 0.12813 | 0.041438 | 0.027571 | 0.056579 | -0.021856 | 0.035754 | -0.038042 | 1.0766
0.00377 | 1.1844 | 0.92627 | #VALUE! | #VALUE! | #VALUE! | #VALUE! | #VALUE! | #VALUE! | #VALUE! | #VALUE! | #VALUE! | 0.00377 | 1.1844 | 0.92627 | -0.074937 | 0.12686 | 0.044557 | 0.024482 | 0.057565 | -0.0245 | 0.034366 | -0.038895 | 1.0758
0.00378 | 1.1875 | 0.92745 | #VALUE! | #VALUE! | #VALUE! | #VALUE! | #VALUE! | #VALUE! | #VALUE! | #VALUE! | #VALUE! | 0.00378 | 1.1875 | 0.92745 | -0.071812 | 0.12553 | 0.047624 | 0.021352 | 0.058386 | -0.027056 | 0.032798 | -0.039508 | 1.0748
0.00379 | 1.1907 | 0.92862 | #VALUE! | #VALUE! | #VALUE! | #VALUE! | #VALUE! | #VALUE! | #VALUE! | #VALUE! | #VALUE! | 0.00379 | 1.1907 | 0.92862 | -0.06867 | 0.12414 | 0.050633 | 0.018186 | 0.059041 | -0.029516 | 0.031059 | -0.039877 | 1.0736
0.0038 | 1.1938 | 0.92978 | #VALUE! | #VALUE! | #VALUE! | #VALUE! | #VALUE! | #VALUE! | #VALUE! | #VALUE! | #VALUE! | 0.0038 | 1.1938 | 0.92978 | -0.065512 | 0.12268 | 0.053583 | 0.014991 | 0.059527 | -0.031871 | 0.029159 | -0.04 | 1.0723
0.00381 | 1.1969 | 0.93093 | #VALUE! | #VALUE! | #VALUE! | #VALUE! | #VALUE! | #VALUE! | #VALUE! | #VALUE! | #VALUE! | 0.00381 | 1.1969 | 0.93093 | -0.062337 | 0.12117 | 0.056468 | 0.01177 | 0.059843 | -0.034113 | 0.027106 | -0.039877 | 1.071
0.00382 | 1.2001 | 0.93207 | #VALUE! | #VALUE! | #VALUE! | #VALUE! | #VALUE! | #VALUE! | #VALUE! | #VALUE! | #VALUE! | 0.00382 | 1.2001 | 0.93207 | -0.059146 | 0.1196 | 0.059286 | 0.0085289 | 0.059989 | -0.036233 | 0.024912 | -0.039508 | 1.0695
0.00383 | 1.2032 | 0.9332 | #VALUE! | #VALUE! | #VALUE! | #VALUE! | #VALUE! | #VALUE! | #VALUE! | #VALUE! | #VALUE! | 0.00383 | 1.2032 | 0.9332 | -0.055941 | 0.11797 | 0.062033 | 0.005274 | 0.059964 | -0.038224 | 0.022587 | -0.038895 | 1.068
0.00384 | 1.2064 | 0.93433 | #VALUE! | #VALUE! | #VALUE! | #VALUE! | #VALUE! | #VALUE! | #VALUE! | #VALUE! | #VALUE! | 0.00384 | 1.2064 | 0.93433 | -0.052722 | 0.11628 | 0.064706 | 0.0020104 | 0.059768 | -0.040078 | 0.020145 | -0.038042 | 1.0664
0.00385 | 1.2095 | 0.93544 | #VALUE! | #VALUE! | #VALUE! | #VALUE! | #VALUE! | #VALUE! | #VALUE! | #VALUE! | #VALUE! | 0.00385 | 1.2095 | 0.93544 | -0.04949 | 0.11454 | 0.067301 | -0.0012566 | 0.059401 | -0.04179 | 0.017598 | -0.036955 | 1.0648
0.00386 | 1.2127 | 0.93655 | #VALUE! | #VALUE! | #VALUE! | #VALUE! | #VALUE! | #VALUE! | #VALUE! | #VALUE! | #VALUE! | 0.00386 | 1.2127 | 0.93655 | -0.046246 | 0.11274 | 0.069817 | -0.0045215 | 0.058865 | -0.043354 | 0.014958 | -0.03564 | 1.0632
0.00387 | 1.2158 | 0.93765 | #VALUE! | #VALUE! | #VALUE! | #VALUE! | #VALUE! | #VALUE! | #VALUE! | #VALUE! | #VALUE! | 0.00387 | 1.2158 | 0.93765 | -0.042991 | 0.11089 | 0.072248 | -0.0077788 | 0.058162 | -0.044762 | 0.012241 | -0.034106 | 1.0616
0.00388 | 1.2189 | 0.93873 | #VALUE! | #VALUE! | #VALUE! | #VALUE! | #VALUE! | #VALUE! | #VALUE! | #VALUE! | #VALUE! | 0.00388 | 1.2189 | 0.93873 | -0.039725 | 0.10898 | 0.074594 | -0.011023 | 0.057292 | -0.046012 | 0.00946 | -0.032361 | 1.0599
0.00389 | 1.2221 | 0.93981 | #VALUE! | #VALUE! | #VALUE! | #VALUE! | #VALUE! | #VALUE! | #VALUE! | #VALUE! | #VALUE! | 0.00389 | 1.2221 | 0.93981 | -0.036449 | 0.10703 | 0.076851 | -0.014249 | 0.056259 | -0.047097 | 0.0066294 | -0.030416 | 1.0584
0.0039 | 1.2252 | 0.94088 | #VALUE! | #VALUE! | #VALUE! | #VALUE! | #VALUE! | #VALUE! | #VALUE! | #VALUE! | #VALUE! | 0.0039 | 1.2252 | 0.94088 | -0.033164 | 0.10502 | 0.079016 | -0.017451 | 0.055065 | -0.048015 | 0.0037643 | -0.028284 | 1.0568
0.00391 | 1.2284 | 0.94194 | #VALUE! | #VALUE! | #VALUE! | #VALUE! | #VALUE! | #VALUE! | #VALUE! | #VALUE! | #VALUE! | 0.00391 | 1.2284 | 0.94194 | -0.029871 | 0.10295 | 0.081086 | -0.020625 | 0.053715 | -0.048761 | 0.00087958 | -0.025978 | 1.0553
0.00392 | 1.2315 | 0.94299 | #VALUE! | #VALUE! | #VALUE! | #VALUE! | #VALUE! | #VALUE! | #VALUE! | #VALUE! | #VALUE! | 0.00392 | 1.2315 | 0.94299 | -0.026571 | 0.10084 | 0.08306 | -0.023763 | 0.052211 | -0.049334 | -0.0020098 | -0.023511 | 1.0539
0.00393 | 1.2346 | 0.94403 | #VALUE! | #VALUE! | #VALUE! | #VALUE! | #VALUE! | #VALUE! | #VALUE! | #VALUE! | #VALUE! | 0.00393 | 1.2346 | 0.94403 | -0.023264 | 0.098683 | 0.084934 | -0.026862 | 0.050558 | -0.049732 | -0.0048886 | -0.0209 | 1.0526
0.00394 | 1.2378 | 0.94506 | #VALUE! | #VALUE! | #VALUE! | #VALUE! | #VALUE! | #VALUE! | #VALUE! | #VALUE! | #VALUE! | 0.00394 | 1.2378 | 0.94506 | -0.019951 | 0.096476 | 0.086707 | -0.029917 | 0.048762 | -0.049952 | -0.007742 | -0.01816 | 1.0513
0.00395 | 1.2409 | 0.94609 | #VALUE! | #VALUE! | #VALUE! | #VALUE! | #VALUE! | #VALUE! | #VALUE! | #VALUE! | #VALUE! | 0.00395 | 1.2409 | 0.94609 | -0.016633 | 0.094222 | 0.088377 | -0.032921 | 0.046826 | -0.049994 | -0.010555 | -0.015307 | 1.0501
0.00396 | 1.2441 | 0.9471 | #VALUE! | #VALUE! | #VALUE! | #VALUE! | #VALUE! | #VALUE! | #VALUE! | #VALUE! | #VALUE! | 0.00396 | 1.2441 | 0.9471 | -0.013312 | 0.091922 | 0.089941 | -0.035871 | 0.044756 | -0.049858 | -0.013313 | -0.012361 | 1.049
0.00397 | 1.2472 | 0.9481 | #VALUE! | #VALUE! | #VALUE! | #VALUE! | #VALUE! | #VALUE! | #VALUE! | #VALUE! | #VALUE! | 0.00397 | 1.2472 | 0.9481 | -0.0099866 | 0.089578 | 0.091397 | -0.03876 | 0.042559 | -0.049544 | -0.016001 | -0.0093378 | 1.048
0.00398 | 1.2504 | 0.9491 | #VALUE! | #VALUE! | #VALUE! | #VALUE! | #VALUE! | #VALUE! | #VALUE! | #VALUE! | #VALUE! | 0.00398 | 1.2504 | 0.9491 | -0.0066591 | 0.08719 | 0.092745 | -0.041585 | 0.040241 | -0.049055 | -0.018606 | -0.0062574 | 1.0471
0.00399 | 1.2535 | 0.95008 | #VALUE! | #VALUE! | #VALUE! | #VALUE! | #VALUE! | #VALUE! | #VALUE! | #VALUE! | #VALUE! | 0.00399 | 1.2535 | 0.95008 | -0.00333 | 0.084761 | 0.093981 | -0.044341 | 0.037808 | -0.04839 | -0.021114 | -0.0031384 | 1.0463
0.004 | 1.2566 | 0.95106 | #VALUE! | #VALUE! | #VALUE! | #VALUE! | #VALUE! | #VALUE! | #VALUE! | #VALUE! | #VALUE! | 0.004 | 1.2566 | 0.95106 | 1.6427e-15 | 0.08229 | 0.095106 | -0.047023 | 0.035267 | -0.047553 | -0.023511 | 1.5142e-15 | 1.0456
0.00401 | 1.2598 | 0.95202 | #VALUE! | #VALUE! | #VALUE! | #VALUE! | #VALUE! | #VALUE! | #VALUE! | #VALUE! | #VALUE! | 0.00401 | 1.2598 | 0.95202 | 0.00333 | 0.079779 | 0.096117 | -0.049626 | 0.032626 | -0.046546 | -0.025786 | 0.0031384 | 1.0451
0.00402 | 1.2629 | 0.95298 | #VALUE! | #VALUE! | #VALUE! | #VALUE! | #VALUE! | #VALUE! | #VALUE! | #VALUE! | #VALUE! | 0.00402 | 1.2629 | 0.95298 | 0.0066591 | 0.07723 | 0.097013 | -0.052147 | 0.029891 | -0.045374 | -0.027927 | 0.0062574 | 1.0446
0.00403 | 1.2661 | 0.95393 | #VALUE! | #VALUE! | #VALUE! | #VALUE! | #VALUE! | #VALUE! | #VALUE! | #VALUE! | #VALUE! | 0.00403 | 1.2661 | 0.95393 | 0.0099866 | 0.074644 | 0.097793 | -0.05458 | 0.027071 | -0.04404 | -0.029921 | 0.0093378 | 1.0442
0.00404 | 1.2692 | 0.95486 | #VALUE! | #VALUE! | #VALUE! | #VALUE! | #VALUE! | #VALUE! | #VALUE! | #VALUE! | #VALUE! | 0.00404 | 1.2692 | 0.95486 | 0.013312 | 0.072022 | 0.098456 | -0.056923 | 0.024174 | -0.04255 | -0.03176 | 0.012361 | 1.044
0.00405 | 1.2723 | 0.95579 | #VALUE! | #VALUE! | #VALUE! | #VALUE! | #VALUE! | #VALUE! | #VALUE! | #VALUE! | #VALUE! | 0.00405 | 1.2723 | 0.95579 | 0.016633 | 0.069364 | 0.099002 | -0.05917 | 0.021208 | -0.040907 | -0.033432 | 0.015307 | 1.0438
0.00406 | 1.2755 | 0.95671 | #VALUE! | #VALUE! | #VALUE! | #VALUE! | #VALUE! | #VALUE! | #VALUE! | #VALUE! | #VALUE! | 0.00406 | 1.2755 | 0.95671 | 0.019951 | 0.066673 | 0.09943 | -0.061319 | 0.018182 | -0.03912 | -0.03493 | 0.01816 | 1.0437
0.00407 | 1.2786 | 0.95762 | #VALUE! | #VALUE! | #VALUE! | #VALUE! | #VALUE! | #VALUE! | #VALUE! | #VALUE! | #VALUE! | 0.00407 | 1.2786 | 0.95762 | 0.023264 | 0.06395 | 0.099739 | -0.063366 | 0.015104 | -0.037192 | -0.036246 | 0.0209 | 1.0438
0.00408 | 1.2818 | 0.95852 | #VALUE! | #VALUE! | #VALUE! | #VALUE! | #VALUE! | #VALUE! | #VALUE! | #VALUE! | #VALUE! | 0.00408 | 1.2818 | 0.95852 | 0.026571 | 0.061196 | 0.099929 | -0.065307 | 0.011983 | -0.035132 | -0.037373 | 0.023511 | 1.0439
0.00409 | 1.2849 | 0.95941 | #VALUE! | #VALUE! | #VALUE! | #VALUE! | #VALUE! | #VALUE! | #VALUE! | #VALUE! | #VALUE! | 0.00409 | 1.2849 | 0.95941 | 0.029871 | 0.058413 | 0.1 | -0.067139 | 0.0088271 | -0.032948 | -0.038305 | 0.025978 | 1.0441
0.0041 | 1.2881 | 0.96029 | #VALUE! | #VALUE! | #VALUE! | #VALUE! | #VALUE! | #VALUE! | #VALUE! | #VALUE! | #VALUE! | 0.0041 | 1.2881 | 0.96029 | 0.033164 | 0.055601 | 0.099951 | -0.068859 | 0.0056465 | -0.030645 | -0.039037 | 0.028284 | 1.0444
0.00411 | 1.2912 | 0.96117 | #VALUE! | #VALUE! | #VALUE! | #VALUE! | #VALUE! | #VALUE! | #VALUE! | #VALUE! | #VALUE! | 0.00411 | 1.2912 | 0.96117 | 0.036449 | 0.052762 | 0.099782 | -0.070465 | 0.0024498 | -0.028234 | -0.039565 | 0.030416 | 1.0448
0.00412 | 1.2943 | 0.96203 | #VALUE! | #VALUE! | #VALUE! | #VALUE! | #VALUE! | #VALUE! | #VALUE! | #VALUE! | #VALUE! | 0.00412 | 1.2943 | 0.96203 | 0.039725 | 0.049898 | 0.099495 | -0.071952 | -0.00075396 | -0.025722 | -0.039886 | 0.032361 | 1.0452
0.00413 | 1.2975 | 0.96288 | #VALUE! | #VALUE! | #VALUE! | #VALUE! | #VALUE! | #VALUE! | #VALUE! | #VALUE! | #VALUE! | 0.00413 | 1.2975 | 0.96288 | 0.042991 | 0.047009 | 0.099089 | -0.07332 | -0.0039555 | -0.023118 | -0.04 | 0.034106 | 1.0457
0.00414 | 1.3006 | 0.96372 | #VALUE! | #VALUE! | #VALUE! | #VALUE! | #VALUE! | #VALUE! | #VALUE! | #VALUE! | #VALUE! | 0.00414 | 1.3006 | 0.96372 | 0.046246 | 0.044098 | 0.098564 | -0.074566 | -0.0071458 | -0.020432 | -0.039905 | 0.03564 | 1.0462
0.00415 | 1.3038 | 0.96456 | #VALUE! | #VALUE! | #VALUE! | #VALUE! | #VALUE! | #VALUE! | #VALUE! | #VALUE! | #VALUE! | 0.00415 | 1.3038 | 0.96456 | 0.04949 | 0.041166 | 0.097922 | -0.075687 | -0.010316 | -0.017674 | -0.039601 | 0.036955 | 1.0468
0.00416 | 1.3069 | 0.96538 | #VALUE! | #VALUE! | #VALUE! | #VALUE! | #VALUE! | #VALUE! | #VALUE! | #VALUE! | #VALUE! | 0.00416 | 1.3069 | 0.96538 | 0.052722 | 0.038213 | 0.097163 | -0.076682 | -0.013456 | -0.014852 | -0.039091 | 0.038042 | 1.0474
0.00417 | 1.31 | 0.9662 | #VALUE! | #VALUE! | #VALUE! | #VALUE! | #VALUE! | #VALUE! | #VALUE! | #VALUE! | #VALUE! | 0.00417 | 1.31 | 0.9662 | 0.055941 | 0.035242 | 0.096288 | -0.077549 | -0.016558 | -0.011978 | -0.038376 | 0.038895 | 1.0481
0.00418 | 1.3132 | 0.967 | #VALUE! | #VALUE! | #VALUE! | #VALUE! | #VALUE! | #VALUE! | #VALUE! | #VALUE! | #VALUE! | 0.00418 | 1.3132 | 0.967 | 0.059146 | 0.032255 | 0.095298 | -0.078286 | -0.019613 | -0.0090603 | -0.037462 | 0.039508 | 1.0488
0.00419 | 1.3163 | 0.9678 | #VALUE! | #VALUE! | #VALUE! | #VALUE! | #VALUE! | #VALUE! | #VALUE! | #VALUE! | #VALUE! | 0.00419 | 1.3163 | 0.9678 | 0.062337 | 0.029251 | 0.094194 | -0.078894 | -0.022612 | -0.0061108 | -0.036352 | 0.039877 | 1.0495
0.0042 | 1.3195 | 0.96858 | #VALUE! | #VALUE! | #VALUE! | #VALUE! | #VALUE! | #VALUE! | #VALUE! | #VALUE! | #VALUE! | 0.0042 | 1.3195 | 0.96858 | 0.065512 | 0.026233 | 0.092978 | -0.079369 | -0.025547 | -0.0031395 | -0.035052 | 0.04 | 1.0502
0.00421 | 1.3226 | 0.96936 | #VALUE! | #VALUE! | #VALUE! | #VALUE! | #VALUE! | #VALUE! | #VALUE! | #VALUE! | #VALUE! | 0.00421 | 1.3226 | 0.96936 | 0.06867 | 0.023203 | 0.09165 | -0.079712 | -0.028408 | -0.00015708 | -0.03357 | 0.039877 | 1.0509
0.00422 | 1.3258 | 0.97013 | #VALUE! | #VALUE! | #VALUE! | #VALUE! | #VALUE! | #VALUE! | #VALUE! | #VALUE! | #VALUE! | 0.00422 | 1.3258 | 0.97013 | 0.071812 | 0.020162 | 0.090213 | -0.079923 | -0.031189 | 0.0028259 | -0.031912 | 0.039508 | 1.0516
0.00423 | 1.3289 | 0.97088 | #VALUE! | #VALUE! | #VALUE! | #VALUE! | #VALUE! | #VALUE! | #VALUE! | #VALUE! | #VALUE! | 0.00423 | 1.3289 | 0.97088 | 0.074937 | 0.01711 | 0.088669 | -0.08 | -0.033881 | 0.0057989 | -0.030087 | 0.038895 | 1.0523
0.00424 | 1.332 | 0.97163 | #VALUE! | #VALUE! | #VALUE! | #VALUE! | #VALUE! | #VALUE! | #VALUE! | #VALUE! | #VALUE! | 0.00424 | 1.332 | 0.97163 | 0.078042 | 0.014051 | 0.087018 | -0.079943 | -0.036476 | 0.0087512 | -0.028106 | 0.038042 | 1.053
0.00425 | 1.3352 | 0.97237 | #VALUE! | #VALUE! | #VALUE! | #VALUE! | #VALUE! | #VALUE! | #VALUE! | #VALUE! | #VALUE! | 0.00425 | 1.3352 | 0.97237 | 0.081129 | 0.010984 | 0.085264 | -0.079753 | -0.038967 | 0.011672 | -0.025978 | 0.036955 | 1.0537
0.00426 | 1.3383 | 0.9731 | #VALUE! | #VALUE! | #VALUE! | #VALUE! | #VALUE! | #VALUE! | #VALUE! | #VALUE! | #VALUE! | 0.00426 | 1.3383 | 0.9731 | 0.084195 | 0.0079126 | 0.083408 | -0.079431 | -0.041347 | 0.014552 | -0.023714 | 0.03564 | 1.0543
0.00427 | 1.3415 | 0.97382 | #VALUE! | #VALUE! | #VALUE! | #VALUE! | #VALUE! | #VALUE! | #VALUE! | #VALUE! | #VALUE! | 0.00427 | 1.3415 | 0.97382 | 0.087241 | 0.0048371 | 0.081452 | -0.078975 | -0.043609 | 0.01738 | -0.021327 | 0.034106 | 1.0549
0.00428 | 1.3446 | 0.97453 | #VALUE! | #VALUE! | #VALUE! | #VALUE! | #VALUE! | #VALUE! | #VALUE! | #VALUE! | #VALUE! | 0.00428 | 1.3446 | 0.97453 | 0.090265 | 0.0017592 | 0.079399 | -0.078388 | -0.045747 | 0.020145 | -0.018828 | 0.032361 | 1.0555
0.00429 | 1.3477 | 0.97523 | #VALUE! | #VALUE! | #VALUE! | #VALUE! | #VALUE! | #VALUE! | #VALUE! | #VALUE! | #VALUE! | 0.00429 | 1.3477 | 0.97523 | 0.093267 | -0.0013194 | 0.077251 | -0.077671 | -0.047754 | 0.022839 | -0.016231 | 0.030416 | 1.056
0.0043 | 1.3509 | 0.97592 | #VALUE! | #VALUE! | #VALUE! | #VALUE! | #VALUE! | #VALUE! | #VALUE! | #VALUE! | #VALUE! | 0.0043 | 1.3509 | 0.97592 | 0.096246 | -0.0043975 | 0.075011 | -0.076823 | -0.049625 | 0.025452 | -0.01355 | 0.028284 | 1.0565
0.00431 | 1.354 | 0.9766 | #VALUE! | #VALUE! | #VALUE! | #VALUE! | #VALUE! | #VALUE! | #VALUE! | #VALUE! | #VALUE! | 0.00431 | 1.354 | 0.9766 | 0.099201 | -0.0074734 | 0.072681 | -0.075848 | -0.051354 | 0.027974 | -0.010797 | 0.025978 | 1.057
0.00432 | 1.3572 | 0.97727 | #VALUE! | #VALUE! | #VALUE! | #VALUE! | #VALUE! | #VALUE! | #VALUE! | #VALUE! | #VALUE! | 0.00432 | 1.3572 | 0.97727 | 0.10213 | -0.010546 | 0.070265 | -0.074746 | -0.052937 | 0.030397 | -0.0079884 | 0.023511 | 1.0574
0.00433 | 1.3603 | 0.97793 | #VALUE! | #VALUE! | #VALUE! | #VALUE! | #VALUE! | #VALUE! | #VALUE! | #VALUE! | #VALUE! | 0.00433 | 1.3603 | 0.97793 | 0.10504 | -0.013613 | 0.067765 | -0.07352 | -0.05437 | 0.032711 | -0.005138 | 0.0209 | 1.0577
0.00434 | 1.3635 | 0.97858 | #VALUE! | #VALUE! | #VALUE! | #VALUE! | #VALUE! | #VALUE! | #VALUE! | #VALUE! | #VALUE! | 0.00434 | 1.3635 | 0.97858 | 0.10792 | -0.016674 | 0.065183 | -0.072171 | -0.055647 | 0.034908 | -0.0022607 | 0.01816 | 1.058
0.00435 | 1.3666 | 0.97922 | #VALUE! | #VALUE! | #VALUE! | #VALUE! | #VALUE! | #VALUE! | #VALUE! | #VALUE! | #VALUE! | 0.00435 | 1.3666 | 0.97922 | 0.11077 | -0.019726 | 0.062524 | -0.070701 | -0.056765 | 0.036982 | 0.00062829 | 0.015307 | 1.0582
0.00436 | 1.3697 | 0.97986 | #VALUE! | #VALUE! | #VALUE! | #VALUE! | #VALUE! | #VALUE! | #VALUE! | #VALUE! | #VALUE! | 0.00436 | 1.3697 | 0.97986 | 0.1136 | -0.022769 | 0.05979 | -0.069114 | -0.057722 | 0.038923 | 0.003514 | 0.012361 | 1.0584
0.00437 | 1.3729 | 0.98048 | #VALUE! | #VALUE! | #VALUE! | #VALUE! | #VALUE! | #VALUE! | #VALUE! | #VALUE! | #VALUE! | 0.00437 | 1.3729 | 0.98048 | 0.11639 | -0.025801 | 0.056985 | -0.067411 | -0.058514 | 0.040726 | 0.0063815 | 0.0093378 | 1.0586
0.00438 | 1.376 | 0.98109 | #VALUE! | #VALUE! | #VALUE! | #VALUE! | #VALUE! | #VALUE! | #VALUE! | #VALUE! | #VALUE! | 0.00438 | 1.376 | 0.98109 | 0.11916 | -0.028821 | 0.054112 | -0.065596 | -0.059139 | 0.042384 | 0.0092156 | 0.0062574 | 1.0587
0.00439 | 1.3792 | 0.98169 | #VALUE! | #VALUE! | #VALUE! | #VALUE! | #VALUE! | #VALUE! | #VALUE! | #VALUE! | #VALUE! | 0.00439 | 1.3792 | 0.98169 | 0.1219 | -0.031826 | 0.051174 | -0.063672 | -0.059595 | 0.043891 | 0.012002 | 0.0031384 | 1.0587
0.0044 | 1.3823 | 0.98229 | #VALUE! | #VALUE! | #VALUE! | #VALUE! | #VALUE! | #VALUE! | #VALUE! | #VALUE! | #VALUE! | 0.0044 | 1.3823 | 0.98229 | 0.12461 | -0.034817 | 0.048175 | -0.061641 | -0.059882 | 0.045241 | 0.014725 | 3.3224e-15 | 1.0587
0.00441 | 1.3854 | 0.98287 | #VALUE! | #VALUE! | #VALUE! | #VALUE! | #VALUE! | #VALUE! | #VALUE! | #VALUE! | #VALUE! | 0.00441 | 1.3854 | 0.98287 | 0.12729 | -0.03779 | 0.045119 | -0.059508 | -0.059997 | 0.046431 | 0.017372 | -0.0031384 | 1.0586
0.00442 | 1.3886 | 0.98345 | #VALUE! | #VALUE! | #VALUE! | #VALUE! | #VALUE! | #VALUE! | #VALUE! | #VALUE! | #VALUE! | 0.00442 | 1.3886 | 0.98345 | 0.12994 | -0.040745 | 0.042009 | -0.057275 | -0.059942 | 0.047455 | 0.019927 | -0.0062574 | 1.0586
0.00443 | 1.3917 | 0.98401 | #VALUE! | #VALUE! | #VALUE! | #VALUE! | #VALUE! | #VALUE! | #VALUE! | #VALUE! | #VALUE! | 0.00443 | 1.3917 | 0.98401 | 0.13255 | -0.04368 | 0.038848 | -0.054947 | -0.059716 | 0.04831 | 0.022379 | -0.0093378 | 1.0584
0.00444 | 1.3949 | 0.98456 | #VALUE! | #VALUE! | #VALUE! | #VALUE! | #VALUE! | #VALUE! | #VALUE! | #VALUE! | #VALUE! | 0.00444 | 1.3949 | 0.98456 | 0.13513 | -0.046595 | 0.035641 | -0.052527 | -0.059319 | 0.048993 | 0.024714 | -0.012361 | 1.0582
0.00445 | 1.398 | 0.98511 | #VALUE! | #VALUE! | #VALUE! | #VALUE! | #VALUE! | #VALUE! | #VALUE! | #VALUE! | #VALUE! | 0.00445 | 1.398 | 0.98511 | 0.13768 | -0.049486 | 0.032392 | -0.050019 | -0.058753 | 0.049501 | 0.026921 | -0.015307 | 1.058
0.00446 | 1.4012 | 0.98564 | #VALUE! | #VALUE! | #VALUE! | #VALUE! | #VALUE! | #VALUE! | #VALUE! | #VALUE! | #VALUE! | 0.00446 | 1.4012 | 0.98564 | 0.1402 | -0.052354 | 0.029104 | -0.047429 | -0.05802 | 0.049833 | 0.028986 | -0.01816 | 1.0578
0.00447 | 1.4043 | 0.98617 | #VALUE! | #VALUE! | #VALUE! | #VALUE! | #VALUE! | #VALUE! | #VALUE! | #VALUE! | #VALUE! | 0.00447 | 1.4043 | 0.98617 | 0.14268 | -0.055197 | 0.025781 | -0.044759 | -0.057121 | 0.049988 | 0.0309 | -0.0209 | 1.0575
0.00448 | 1.4074 | 0.98669 | #VALUE! | #VALUE! | #VALUE! | #VALUE! | #VALUE! | #VALUE! | #VALUE! | #VALUE! | #VALUE! | 0.00448 | 1.4074 | 0.98669 | 0.14512 | -0.058013 | 0.022427 | -0.042014 | -0.05606 | 0.049964 | 0.032654 | -0.023511 | 1.0573
0.00449 | 1.4106 | 0.98719 | #VALUE! | #VALUE! | #VALUE! | #VALUE! | #VALUE! | #VALUE! | #VALUE! | #VALUE! | #VALUE! | 0.00449 | 1.4106 | 0.98719 | 0.14753 | -0.0608 | 0.019047 | -0.039199 | -0.054838 | 0.049763 | 0.034236 | -0.025978 | 1.057
0.0045 | 1.4137 | 0.98769 | #VALUE! | #VALUE! | #VALUE! | #VALUE! | #VALUE! | #VALUE! | #VALUE! | #VALUE! | #VALUE! | 0.0045 | 1.4137 | 0.98769 | 0.14991 | -0.063559 | 0.015643 | -0.036319 | -0.05346 | 0.049384 | 0.03564 | -0.028284 | 1.0566
0.00451 | 1.4169 | 0.98817 | #VALUE! | #VALUE! | #VALUE! | #VALUE! | #VALUE! | #VALUE! | #VALUE! | #VALUE! | #VALUE! | 0.00451 | 1.4169 | 0.98817 | 0.15224 | -0.066286 | 0.012222 | -0.033379 | -0.05193 | 0.04883 | 0.036858 | -0.030416 | 1.0563
0.00452 | 1.42 | 0.98865 | #VALUE! | #VALUE! | #VALUE! | #VALUE! | #VALUE! | #VALUE! | #VALUE! | #VALUE! | #VALUE! | 0.00452 | 1.42 | 0.98865 | 0.15454 | -0.068982 | 0.0087851 | -0.030382 | -0.050252 | 0.048101 | 0.037884 | -0.032361 | 1.056
0.00453 | 1.4231 | 0.98912 | #VALUE! | #VALUE! | #VALUE! | #VALUE! | #VALUE! | #VALUE! | #VALUE! | #VALUE! | #VALUE! | 0.00453 | 1.4231 | 0.98912 | 0.1568 | -0.071644 | 0.0053382 | -0.027335 | -0.04843 | 0.047202 | 0.038712 | -0.034106 | 1.0557
0.00454 | 1.4263 | 0.98958 | #VALUE! | #VALUE! | #VALUE! | #VALUE! | #VALUE! | #VALUE! | #VALUE! | #VALUE! | #VALUE! | 0.00454 | 1.4263 | 0.98958 | 0.15902 | -0.074272 | 0.0018848 | -0.024243 | -0.04647 | 0.046134 | 0.039338 | -0.03564 | 1.0553
0.00455 | 1.4294 | 0.99002 | #VALUE! | #VALUE! | #VALUE! | #VALUE! | #VALUE! | #VALUE! | #VALUE! | #VALUE! | #VALUE! | 0.00455 | 1.4294 | 0.99002 | 0.16121 | -0.076863 | -0.0015707 | -0.02111 | -0.044378 | 0.044901 | 0.039758 | -0.036955 | 1.055
0.00456 | 1.4326 | 0.99046 | #VALUE! | #VALUE! | #VALUE! | #VALUE! | #VALUE! | #VALUE! | #VALUE! | #VALUE! | #VALUE! | 0.00456 | 1.4326 | 0.99046 | 0.16335 | -0.079418 | -0.0050244 | -0.017942 | -0.042159 | 0.043509 | 0.039972 | -0.038042 | 1.0547
0.00457 | 1.4357 | 0.99089 | #VALUE! | #VALUE! | #VALUE! | #VALUE! | #VALUE! | #VALUE! | #VALUE! | #VALUE! | #VALUE! | 0.00457 | 1.4357 | 0.99089 | 0.16545 | -0.081934 | -0.0084721 | -0.014744 | -0.03982 | 0.041962 | 0.039976 | -0.038895 | 1.0544
0.00458 | 1.4388 | 0.99131 | #VALUE! | #VALUE! | #VALUE! | #VALUE! | #VALUE! | #VALUE! | #VALUE! | #VALUE! | #VALUE! | 0.00458 | 1.4388 | 0.99131 | 0.16751 | -0.08441 | -0.01191 | -0.011521 | -0.037367 | 0.040265 | 0.039772 | -0.039508 | 1.0541
0.00459 | 1.442 | 0.99172 | #VALUE! | #VALUE! | #VALUE! | #VALUE! | #VALUE! | #VALUE! | #VALUE! | #VALUE! | #VALUE! | 0.00459 | 1.442 | 0.99172 | 0.16953 | -0.086846 | -0.015333 | -0.008279 | -0.034808 | 0.038425 | 0.03936 | -0.039877 | 1.0539
0.0046 | 1.4451 | 0.99211 | #VALUE! | #VALUE! | #VALUE! | #VALUE! | #VALUE! | #VALUE! | #VALUE! | #VALUE! | #VALUE! | 0.0046 | 1.4451 | 0.99211 | 0.17151 | -0.089239 | -0.018738 | -0.0050232 | -0.03215 | 0.036448 | 0.038743 | -0.04 | 1.0537
0.00461 | 1.4483 | 0.9925 | #VALUE! | #VALUE! | #VALUE! | #VALUE! | #VALUE! | #VALUE! | #VALUE! | #VALUE! | #VALUE! | 0.00461 | 1.4483 | 0.9925 | 0.17345 | -0.09159 | -0.022121 | -0.0017592 | -0.029399 | 0.034342 | 0.037924 | -0.039877 | 1.0535
0.00462 | 1.4514 | 0.99288 | #VALUE! | #VALUE! | #VALUE! | #VALUE! | #VALUE! | #VALUE! | #VALUE! | #VALUE! | #VALUE! | 0.00462 | 1.4514 | 0.99288 | 0.17534 | -0.093896 | -0.025477 | 0.0015079 | -0.026565 | 0.032113 | 0.036907 | -0.039508 | 1.0533
0.00463 | 1.4546 | 0.99325 | #VALUE! | #VALUE! | #VALUE! | #VALUE! | #VALUE! | #VALUE! | #VALUE! | #VALUE! | #VALUE! | 0.00463 | 1.4546 | 0.99325 | 0.17719 | -0.096157 | -0.028803 | 0.0047724 | -0.023656 | 0.029769 | 0.035697 | -0.038895 | 1.0532
0.00464 | 1.4577 | 0.99361 | #VALUE! | #VALUE! | #VALUE! | #VALUE! | #VALUE! | #VALUE! | #VALUE! | #VALUE! | #VALUE! | 0.00464 | 1.4577 | 0.99361 | 0.179 | -0.098371 | -0.032094 | 0.0080289 | -0.020679 | 0.02732 | 0.034301 | -0.038042 | 1.0531
0.00465 | 1.4608 | 0.99396 | #VALUE! | #VALUE! | #VALUE! | #VALUE! | #VALUE! | #VALUE! | #VALUE! | #VALUE! | #VALUE! | 0.00465 | 1.4608 | 0.99396 | 0.18076 | -0.10054 | -0.035347 | 0.011272 | -0.017642 | 0.024773 | 0.032726 | -0.036955 | 1.053
0.00466 | 1.464 | 0.9943 | #VALUE! | #VALUE! | #VALUE! | #VALUE! | #VALUE! | #VALUE! | #VALUE! | #VALUE! | #VALUE! | 0.00466 | 1.464 | 0.9943 | 0.18248 | -0.10266 | -0.038558 | 0.014496 | -0.014556 | 0.022138 | 0.03098 | -0.03564 | 1.053
0.00467 | 1.4671 | 0.99463 | #VALUE! | #VALUE! | #VALUE! | #VALUE! | #VALUE! | #VALUE! | #VALUE! | #VALUE! | #VALUE! | 0.00467 | 1.4671 | 0.99463 | 0.18415 | -0.10472 | -0.041723 | 0.017697 | -0.011428 | 0.019424 | 0.029073 | -0.034106 | 1.053
0.00468 | 1.4703 | 0.99495 | #VALUE! | #VALUE! | #VALUE! | #VALUE! | #VALUE! | #VALUE! | #VALUE! | #VALUE! | #VALUE! | 0.00468 | 1.4703 | 0.99495 | 0.18578 | -0.10674 | -0.044838 | 0.020867 | -0.0082674 | 0.016641 | 0.027013 | -0.032361 | 1.053
0.00469 | 1.4734 | 0.99526 | #VALUE! | #VALUE! | #VALUE! | #VALUE! | #VALUE! | #VALUE! | #VALUE! | #VALUE! | #VALUE! | 0.00469 | 1.4734 | 0.99526 | 0.18736 | -0.10871 | -0.0479 | 0.024003 | -0.0050833 | 0.013799 | 0.024813 | -0.030416 | 1.0531
0.0047 | 1.4765 | 0.99556 | #VALUE! | #VALUE! | #VALUE! | #VALUE! | #VALUE! | #VALUE! | #VALUE! | #VALUE! | #VALUE! | 0.0047 | 1.4765 | 0.99556 | 0.18889 | -0.11062 | -0.050904 | 0.027099 | -0.0018846 | 0.010907 | 0.022483 | -0.028284 | 1.0533
0.00471 | 1.4797 | 0.99585 | #VALUE! | #VALUE! | #VALUE! | #VALUE! | #VALUE! | #VALUE! | #VALUE! | #VALUE! | #VALUE! | 0.00471 | 1.4797 | 0.99585 | 0.19038 | -0.11248 | -0.053848 | 0.03015 | 0.0013194 | 0.0079768 | 0.020036 | -0.025978 | 1.0534
0.00472 | 1.4828 | 0.99613 | #VALUE! | #VALUE! | #VALUE! | #VALUE! | #VALUE! | #VALUE! | #VALUE! | #VALUE! | #VALUE! | 0.00472 | 1.4828 | 0.99613 | 0.19182 | -0.11429 | -0.056727 | 0.03315 | 0.0045196 | 0.0050181 | 0.017485 | -0.023511 | 1.0536
0.00473 | 1.486 | 0.9964 | #VALUE! | #VALUE! | #VALUE! | #VALUE! | #VALUE! | #VALUE! | #VALUE! | #VALUE! | #VALUE! | 0.00473 | 1.486 | 0.9964 | 0.19322 | -0.11604 | -0.059538 | 0.036095 | 0.007707 | 0.0020415 | 0.014842 | -0.0209 | 1.0538
0.00474 | 1.4891 | 0.99667 | #VALUE! | #VALUE! | #VALUE! | #VALUE! | #VALUE! | #VALUE! | #VALUE! | #VALUE! | #VALUE! | 0.00474 | 1.4891 | 0.99667 | 0.19456 | -0.11773 | -0.062279 | 0.03898 | 0.010872 | -0.00094242 | 0.012121 | -0.01816 | 1.0541
0.00475 | 1.4923 | 0.99692 | #VALUE! | #VALUE! | #VALUE! | #VALUE! | #VALUE! | #VALUE! | #VALUE! | #VALUE! | #VALUE! | 0.00475 | 1.4923 | 0.99692 | 0.19586 | -0.11937 | -0.064945 | 0.0418 | 0.014007 | -0.003923 | 0.0093378 | -0.015307 | 1.0544
0.00476 | 1.4954 | 0.99716 | #VALUE! | #VALUE! | #VALUE! | #VALUE! | #VALUE! | #VALUE! | #VALUE! | #VALUE! | #VALUE! | 0.00476 | 1.4954 | 0.99716 | 0.19711 | -0.12095 | -0.067533 | 0.04455 | 0.017101 | -0.0068895 | 0.0065055 | -0.012361 | 1.0547
0.00477 | 1.4985 | 0.99739 | #VALUE! | #VALUE! | #VALUE! | #VALUE! | #VALUE! | #VALUE! | #VALUE! | #VALUE! | #VALUE! | 0.00477 | 1.4985 | 0.99739 | 0.19831 | -0.12247 | -0.070041 | 0.047226 | 0.020147 | -0.0098315 | 0.0036392 | -0.0093378 | 1.055
0.00478 | 1.5017 | 0.99761 | #VALUE! | #VALUE! | #VALUE! | #VALUE! | #VALUE! | #VALUE! | #VALUE! | #VALUE! | #VALUE! | 0.00478 | 1.5017 | 0.99761 | 0.19947 | -0.12393 | -0.072465 | 0.049823 | 0.023135 | -0.012739 | 0.00075394 | -0.0062574 | 1.0554
0.00479 | 1.5048 | 0.99782 | #VALUE! | #VALUE! | #VALUE! | #VALUE! | #VALUE! | #VALUE! | #VALUE! | #VALUE! | #VALUE! | 0.00479 | 1.5048 | 0.99782 | 0.20057 | -0.12533 | -0.074803 | 0.052337 | 0.026057 | -0.0156 | -0.0021353 | -0.0031384 | 1.0558
0.0048 | 1.508 | 0.99803 | #VALUE! | #VALUE! | #VALUE! | #VALUE! | #VALUE! | #VALUE! | #VALUE! | #VALUE! | #VALUE! | 0.0048 | 1.508 | 0.99803 | 0.20162 | -0.12668 | -0.077051 | 0.054764 | 0.028905 | -0.018406 | -0.0050133 | -8.5853e-15 | 1.0562
0.00481 | 1.5111 | 0.99822 | #VALUE! | #VALUE! | #VALUE! | #VALUE! | #VALUE! | #VALUE! | #VALUE! | #VALUE! | #VALUE! | 0.00481 | 1.5111 | 0.99822 | 0.20263 | -0.12796 | -0.079208 | 0.057099 | 0.031671 | -0.021147 | -0.0078652 | 0.0031384 | 1.0566
0.00482 | 1.5142 | 0.9984 | #VALUE! | #VALUE! | #VALUE! | #VALUE! | #VALUE! | #VALUE! | #VALUE! | #VALUE! | #VALUE! | 0.00482 | 1.5142 | 0.9984 | 0.20358 | -0.12917 | -0.081269 | 0.059339 | 0.034346 | -0.023812 | -0.010676 | 0.0062574 | 1.057
0.00483 | 1.5174 | 0.99857 | #VALUE! | #VALUE! | #VALUE! | #VALUE! | #VALUE! | #VALUE! | #VALUE! | #VALUE! | #VALUE! | 0.00483 | 1.5174 | 0.99857 | 0.20449 | -0.13033 | -0.083234 | 0.061481 | 0.036923 | -0.026392 | -0.013431 | 0.0093378 | 1.0574
0.00484 | 1.5205 | 0.99874 | #VALUE! | #VALUE! | #VALUE! | #VALUE! | #VALUE! | #VALUE! | #VALUE! | #VALUE! | #VALUE! | 0.00484 | 1.5205 | 0.99874 | 0.20534 | -0.13142 | -0.085099 | 0.063519 | 0.039395 | -0.028879 | -0.016116 | 0.012361 | 1.0578
0.00485 | 1.5237 | 0.99889 | #VALUE! | #VALUE! | #VALUE! | #VALUE! | #VALUE! | #VALUE! | #VALUE! | #VALUE! | #VALUE! | 0.00485 | 1.5237 | 0.99889 | 0.20614 | -0.13245 | -0.086863 | 0.065452 | 0.041755 | -0.031262 | -0.018717 | 0.015307 | 1.0583
0.00486 | 1.5268 | 0.99903 | #VALUE! | #VALUE! | #VALUE! | #VALUE! | #VALUE! | #VALUE! | #VALUE! | #VALUE! | #VALUE! | 0.00486 | 1.5268 | 0.99903 | 0.20689 | -0.13342 | -0.088523 | 0.067276 | 0.043995 | -0.033534 | -0.02122 | 0.01816 | 1.0587
0.00487 | 1.53 | 0.99917 | #VALUE! | #VALUE! | #VALUE! | #VALUE! | #VALUE! | #VALUE! | #VALUE! | #VALUE! | #VALUE! | 0.00487 | 1.53 | 0.99917 | 0.2076 | -0.13432 | -0.090077 | 0.068987 | 0.04611 | -0.035687 | -0.023613 | 0.0209 | 1.0591
0.00488 | 1.5331 | 0.99929 | #VALUE! | #VALUE! | #VALUE! | #VALUE! | #VALUE! | #VALUE! | #VALUE! | #VALUE! | #VALUE! | 0.00488 | 1.5331 | 0.99929 | 0.20824 | -0.13515 | -0.091524 | 0.070583 | 0.048094 | -0.037713 | -0.025882 | 0.023511 | 1.0595
0.00489 | 1.5362 | 0.9994 | #VALUE! | #VALUE! | #VALUE! | #VALUE! | #VALUE! | #VALUE! | #VALUE! | #VALUE! | #VALUE! | 0.00489 | 1.5362 | 0.9994 | 0.20884 | -0.13592 | -0.092862 | 0.072062 | 0.04994 | -0.039604 | -0.028016 | 0.025978 | 1.0598
0.0049 | 1.5394 | 0.99951 | #VALUE! | #VALUE! | #VALUE! | #VALUE! | #VALUE! | #VALUE! | #VALUE! | #VALUE! | #VALUE! | 0.0049 | 1.5394 | 0.99951 | 0.20939 | -0.13663 | -0.094088 | 0.07342 | 0.051645 | -0.041354 | -0.030004 | 0.028284 | 1.0602
0.00491 | 1.5425 | 0.9996 | #VALUE! | #VALUE! | #VALUE! | #VALUE! | #VALUE! | #VALUE! | #VALUE! | #VALUE! | #VALUE! | 0.00491 | 1.5425 | 0.9996 | 0.20989 | -0.13727 | -0.095202 | 0.074656 | 0.053201 | -0.042957 | -0.031836 | 0.030416 | 1.0605
0.00492 | 1.5457 | 0.99968 | #VALUE! | #VALUE! | #VALUE! | #VALUE! | #VALUE! | #VALUE! | #VALUE! | #VALUE! | #VALUE! | 0.00492 | 1.5457 | 0.99968 | 0.21033 | -0.13784 | -0.096203 | 0.075768 | 0.054606 | -0.044407 | -0.033501 | 0.032361 | 1.0608
0.00493 | 1.5488 | 0.99976 | #VALUE! | #VALUE! | #VALUE! | #VALUE! | #VALUE! | #VALUE! | #VALUE! | #VALUE! | #VALUE! | 0.00493 | 1.5488 | 0.99976 | 0.21072 | -0.13834 | -0.097088 | 0.076753 | 0.055856 | -0.045699 | -0.034992 | 0.034106 | 1.0611
0.00494 | 1.5519 | 0.99982 | #VALUE! | #VALUE! | #VALUE! | #VALUE! | #VALUE! | #VALUE! | #VALUE! | #VALUE! | #VALUE! | 0.00494 | 1.5519 | 0.99982 | 0.21106 | -0.13878 | -0.097858 | 0.07761 | 0.056946 | -0.046827 | -0.036299 | 0.03564 | 1.0613
0.00495 | 1.5551 | 0.99988 | #VALUE! | #VALUE! | #VALUE! | #VALUE! | #VALUE! | #VALUE! | #VALUE! | #VALUE! | #VALUE! | 0.00495 | 1.5551 | 0.99988 | 0.21135 | -0.13915 | -0.098511 | 0.078338 | 0.057873 | -0.04779 | -0.037418 | 0.036955 | 1.0615
0.00496 | 1.5582 | 0.99992 | #VALUE! | #VALUE! | #VALUE! | #VALUE! | #VALUE! | #VALUE! | #VALUE! | #VALUE! | #VALUE! | 0.00496 | 1.5582 | 0.99992 | 0.21158 | -0.13946 | -0.099046 | 0.078935 | 0.058636 | -0.048582 | -0.038341 | 0.038042 | 1.0617
0.00497 | 1.5614 | 0.99996 | #VALUE! | #VALUE! | #VALUE! | #VALUE! | #VALUE! | #VALUE! | #VALUE! | #VALUE! | #VALUE! | 0.00497 | 1.5614 | 0.99996 | 0.21176 | -0.1397 | -0.099463 | 0.0794 | 0.059232 | -0.0492 | -0.039064 | 0.038895 | 1.0618
0.00498 | 1.5645 | 0.99998 | #VALUE! | #VALUE! | #VALUE! | #VALUE! | #VALUE! | #VALUE! | #VALUE! | #VALUE! | #VALUE! | 0.00498 | 1.5645 | 0.99998 | 0.2119 | -0.13986 | -0.099761 | 0.079733 | 0.059658 | -0.049644 | -0.039583 | 0.039508 | 1.0619
0.00499 | 1.5677 | 1 | #VALUE! | #VALUE! | #VALUE! | #VALUE! | #VALUE! | #VALUE! | #VALUE! | #VALUE! | #VALUE! | 0.00499 | 1.5677 | 1 | 0.21197 | -0.13997 | -0.09994 | 0.079933 | 0.059914 | -0.049911 | -0.039896 | 0.039877 | 1.062
0.005 | 1.5708 | 1 | #VALUE! | #VALUE! | #VALUE! | #VALUE! | #VALUE! | #VALUE! | #VALUE! | #VALUE! | #VALUE! | 0.005 | 1.5708 | 1 | 0.212 | -0.14 | -0.1 | 0.08 | 0.06 | -0.05 | -0.04 | 0.04 | 1.062
0.00501 | 1.5739 | 1 | #VALUE! | #VALUE! | #VALUE! | #VALUE! | #VALUE! | #VALUE! | #VALUE! | #VALUE! | #VALUE! | 0.00501 | 1.5739 | 1 | 0.21197 | -0.13997 | -0.09994 | 0.079933 | 0.059914 | -0.049911 | -0.039896 | 0.039877 | 1.062
0.00502 | 1.5771 | 0.99998 | #VALUE! | #VALUE! | #VALUE! | #VALUE! | #VALUE! | #VALUE! | #VALUE! | #VALUE! | #VALUE! | 0.00502 | 1.5771 | 0.99998 | 0.2119 | -0.13986 | -0.099761 | 0.079733 | 0.059658 | -0.049644 | -0.039583 | 0.039508 | 1.0619
0.00503 | 1.5802 | 0.99996 | #VALUE! | #VALUE! | #VALUE! | #VALUE! | #VALUE! | #VALUE! | #VALUE! | #VALUE! | #VALUE! | 0.00503 | 1.5802 | 0.99996 | 0.21176 | -0.1397 | -0.099463 | 0.0794 | 0.059232 | -0.0492 | -0.039064 | 0.038895 | 1.0618
0.00504 | 1.5834 | 0.99992 | #VALUE! | #VALUE! | #VALUE! | #VALUE! | #VALUE! | #VALUE! | #VALUE! | #VALUE! | #VALUE! | 0.00504 | 1.5834 | 0.99992 | 0.21158 | -0.13946 | -0.099046 | 0.078935 | 0.058636 | -0.048582 | -0.038341 | 0.038042 | 1.0617
0.00505 | 1.5865 | 0.99988 | #VALUE! | #VALUE! | #VALUE! | #VALUE! | #VALUE! | #VALUE! | #VALUE! | #VALUE! | #VALUE! | 0.00505 | 1.5865 | 0.99988 | 0.21135 | -0.13915 | -0.098511 | 0.078338 | 0.057873 | -0.04779 | -0.037418 | 0.036955 | 1.0615
0.00506 | 1.5896 | 0.99982 | #VALUE! | #VALUE! | #VALUE! | #VALUE! | #VALUE! | #VALUE! | #VALUE! | #VALUE! | #VALUE! | 0.00506 | 1.5896 | 0.99982 | 0.21106 | -0.13878 | -0.097858 | 0.07761 | 0.056946 | -0.046827 | -0.036299 | 0.03564 | 1.0613
0.00507 | 1.5928 | 0.99976 | #VALUE! | #VALUE! | #VALUE! | #VALUE! | #VALUE! | #VALUE! | #VALUE! | #VALUE! | #VALUE! | 0.00507 | 1.5928 | 0.99976 | 0.21072 | -0.13834 | -0.097088 | 0.076753 | 0.055856 | -0.045699 | -0.034992 | 0.034106 | 1.0611
0.00508 | 1.5959 | 0.99968 | #VALUE! | #VALUE! | #VALUE! | #VALUE! | #VALUE! | #VALUE! | #VALUE! | #VALUE! | #VALUE! | 0.00508 | 1.5959 | 0.99968 | 0.21033 | -0.13784 | -0.096203 | 0.075768 | 0.054606 | -0.044407 | -0.033501 | 0.032361 | 1.0608
0.00509 | 1.5991 | 0.9996 | #VALUE! | #VALUE! | #VALUE! | #VALUE! | #VALUE! | #VALUE! | #VALUE! | #VALUE! | #VALUE! | 0.00509 | 1.5991 | 0.9996 | 0.20989 | -0.13727 | -0.095202 | 0.074656 | 0.053201 | -0.042957 | -0.031836 | 0.030416 | 1.0605
0.0051 | 1.6022 | 0.99951 | #VALUE! | #VALUE! | #VALUE! | #VALUE! | #VALUE! | #VALUE! | #VALUE! | #VALUE! | #VALUE! | 0.0051 | 1.6022 | 0.99951 | 0.20939 | -0.13663 | -0.094088 | 0.07342 | 0.051645 | -0.041354 | -0.030004 | 0.028284 | 1.0602
0.00511 | 1.6054 | 0.9994 | #VALUE! | #VALUE! | #VALUE! | #VALUE! | #VALUE! | #VALUE! | #VALUE! | #VALUE! | #VALUE! | 0.00511 | 1.6054 | 0.9994 | 0.20884 | -0.13592 | -0.092862 | 0.072062 | 0.04994 | -0.039604 | -0.028016 | 0.025978 | 1.0598
0.00512 | 1.6085 | 0.99929 | #VALUE! | #VALUE! | #VALUE! | #VALUE! | #VALUE! | #VALUE! | #VALUE! | #VALUE! | #VALUE! | 0.00512 | 1.6085 | 0.99929 | 0.20824 | -0.13515 | -0.091524 | 0.070583 | 0.048094 | -0.037713 | -0.025882 | 0.023511 | 1.0595
0.00513 | 1.6116 | 0.99917 | #VALUE! | #VALUE! | #VALUE! | #VALUE! | #VALUE! | #VALUE! | #VALUE! | #VALUE! | #VALUE! | 0.00513 | 1.6116 | 0.99917 | 0.2076 | -0.13432 | -0.090077 | 0.068987 | 0.04611 | -0.035687 | -0.023613 | 0.0209 | 1.0591
0.00514 | 1.6148 | 0.99903 | #VALUE! | #VALUE! | #VALUE! | #VALUE! | #VALUE! | #VALUE! | #VALUE! | #VALUE! | #VALUE! | 0.00514 | 1.6148 | 0.99903 | 0.20689 | -0.13342 | -0.088523 | 0.067276 | 0.043995 | -0.033534 | -0.02122 | 0.01816 | 1.0587
0.00515 | 1.6179 | 0.99889 | #VALUE! | #VALUE! | #VALUE! | #VALUE! | #VALUE! | #VALUE! | #VALUE! | #VALUE! | #VALUE! | 0.00515 | 1.6179 | 0.99889 | 0.20614 | -0.13245 | -0.086863 | 0.065452 | 0.041755 | -0.031262 | -0.018717 | 0.015307 | 1.0583
0.00516 | 1.6211 | 0.99874 | #VALUE! | #VALUE! | #VALUE! | #VALUE! | #VALUE! | #VALUE! | #VALUE! | #VALUE! | #VALUE! | 0.00516 | 1.6211 | 0.99874 | 0.20534 | -0.13142 | -0.085099 | 0.063519 | 0.039395 | -0.028879 | -0.016116 | 0.012361 | 1.0578
0.00517 | 1.6242 | 0.99857 | #VALUE! | #VALUE! | #VALUE! | #VALUE! | #VALUE! | #VALUE! | #VALUE! | #VALUE! | #VALUE! | 0.00517 | 1.6242 | 0.99857 | 0.20449 | -0.13033 | -0.083234 | 0.061481 | 0.036923 | -0.026392 | -0.013431 | 0.0093378 | 1.0574
0.00518 | 1.6273 | 0.9984 | #VALUE! | #VALUE! | #VALUE! | #VALUE! | #VALUE! | #VALUE! | #VALUE! | #VALUE! | #VALUE! | 0.00518 | 1.6273 | 0.9984 | 0.20358 | -0.12917 | -0.081269 | 0.059339 | 0.034346 | -0.023812 | -0.010676 | 0.0062574 | 1.057
0.00519 | 1.6305 | 0.99822 | #VALUE! | #VALUE! | #VALUE! | #VALUE! | #VALUE! | #VALUE! | #VALUE! | #VALUE! | #VALUE! | 0.00519 | 1.6305 | 0.99822 | 0.20263 | -0.12796 | -0.079208 | 0.057099 | 0.031671 | -0.021147 | -0.0078652 | 0.0031384 | 1.0566
0.0052 | 1.6336 | 0.99803 | #VALUE! | #VALUE! | #VALUE! | #VALUE! | #VALUE! | #VALUE! | #VALUE! | #VALUE! | #VALUE! | 0.0052 | 1.6336 | 0.99803 | 0.20162 | -0.12668 | -0.077051 | 0.054764 | 0.028905 | -0.018406 | -0.0050133 | 1.3848e-14 | 1.0562
0.00521 | 1.6368 | 0.99782 | #VALUE! | #VALUE! | #VALUE! | #VALUE! | #VALUE! | #VALUE! | #VALUE! | #VALUE! | #VALUE! | 0.00521 | 1.6368 | 0.99782 | 0.20057 | -0.12533 | -0.074803 | 0.052337 | 0.026057 | -0.0156 | -0.0021353 | -0.0031384 | 1.0558
0.00522 | 1.6399 | 0.99761 | #VALUE! | #VALUE! | #VALUE! | #VALUE! | #VALUE! | #VALUE! | #VALUE! | #VALUE! | #VALUE! | 0.00522 | 1.6399 | 0.99761 | 0.19947 | -0.12393 | -0.072465 | 0.049823 | 0.023135 | -0.012739 | 0.00075394 | -0.0062574 | 1.0554
0.00523 | 1.6431 | 0.99739 | #VALUE! | #VALUE! | #VALUE! | #VALUE! | #VALUE! | #VALUE! | #VALUE! | #VALUE! | #VALUE! | 0.00523 | 1.6431 | 0.99739 | 0.19831 | -0.12247 | -0.070041 | 0.047226 | 0.020147 | -0.0098315 | 0.0036392 | -0.0093378 | 1.055
0.00524 | 1.6462 | 0.99716 | #VALUE! | #VALUE! | #VALUE! | #VALUE! | #VALUE! | #VALUE! | #VALUE! | #VALUE! | #VALUE! | 0.00524 | 1.6462 | 0.99716 | 0.19711 | -0.12095 | -0.067533 | 0.04455 | 0.017101 | -0.0068895 | 0.0065055 | -0.012361 | 1.0547
0.00525 | 1.6493 | 0.99692 | #VALUE! | #VALUE! | #VALUE! | #VALUE! | #VALUE! | #VALUE! | #VALUE! | #VALUE! | #VALUE! | 0.00525 | 1.6493 | 0.99692 | 0.19586 | -0.11937 | -0.064945 | 0.0418 | 0.014007 | -0.003923 | 0.0093378 | -0.015307 | 1.0544
0.00526 | 1.6525 | 0.99667 | #VALUE! | #VALUE! | #VALUE! | #VALUE! | #VALUE! | #VALUE! | #VALUE! | #VALUE! | #VALUE! | 0.00526 | 1.6525 | 0.99667 | 0.19456 | -0.11773 | -0.062279 | 0.03898 | 0.010872 | -0.00094242 | 0.012121 | -0.01816 | 1.0541
0.00527 | 1.6556 | 0.9964 | #VALUE! | #VALUE! | #VALUE! | #VALUE! | #VALUE! | #VALUE! | #VALUE! | #VALUE! | #VALUE! | 0.00527 | 1.6556 | 0.9964 | 0.19322 | -0.11604 | -0.059538 | 0.036095 | 0.007707 | 0.0020415 | 0.014842 | -0.0209 | 1.0538
0.00528 | 1.6588 | 0.99613 | #VALUE! | #VALUE! | #VALUE! | #VALUE! | #VALUE! | #VALUE! | #VALUE! | #VALUE! | #VALUE! | 0.00528 | 1.6588 | 0.99613 | 0.19182 | -0.11429 | -0.056727 | 0.03315 | 0.0045196 | 0.0050181 | 0.017485 | -0.023511 | 1.0536
0.00529 | 1.6619 | 0.99585 | #VALUE! | #VALUE! | #VALUE! | #VALUE! | #VALUE! | #VALUE! | #VALUE! | #VALUE! | #VALUE! | 0.00529 | 1.6619 | 0.99585 | 0.19038 | -0.11248 | -0.053848 | 0.03015 | 0.0013194 | 0.0079768 | 0.020036 | -0.025978 | 1.0534
0.0053 | 1.665 | 0.99556 | #VALUE! | #VALUE! | #VALUE! | #VALUE! | #VALUE! | #VALUE! | #VALUE! | #VALUE! | #VALUE! | 0.0053 | 1.665 | 0.99556 | 0.18889 | -0.11062 | -0.050904 | 0.027099 | -0.0018846 | 0.010907 | 0.022483 | -0.028284 | 1.0533
0.00531 | 1.6682 | 0.99526 | #VALUE! | #VALUE! | #VALUE! | #VALUE! | #VALUE! | #VALUE! | #VALUE! | #VALUE! | #VALUE! | 0.00531 | 1.6682 | 0.99526 | 0.18736 | -0.10871 | -0.0479 | 0.024003 | -0.0050833 | 0.013799 | 0.024813 | -0.030416 | 1.0531
0.00532 | 1.6713 | 0.99495 | #VALUE! | #VALUE! | #VALUE! | #VALUE! | #VALUE! | #VALUE! | #VALUE! | #VALUE! | #VALUE! | 0.00532 | 1.6713 | 0.99495 | 0.18578 | -0.10674 | -0.044838 | 0.020867 | -0.0082674 | 0.016641 | 0.027013 | -0.032361 | 1.053
0.00533 | 1.6745 | 0.99463 | #VALUE! | #VALUE! | #VALUE! | #VALUE! | #VALUE! | #VALUE! | #VALUE! | #VALUE! | #VALUE! | 0.00533 | 1.6745 | 0.99463 | 0.18415 | -0.10472 | -0.041723 | 0.017697 | -0.011428 | 0.019424 | 0.029073 | -0.034106 | 1.053
0.00534 | 1.6776 | 0.9943 | #VALUE! | #VALUE! | #VALUE! | #VALUE! | #VALUE! | #VALUE! | #VALUE! | #VALUE! | #VALUE! | 0.00534 | 1.6776 | 0.9943 | 0.18248 | -0.10266 | -0.038558 | 0.014496 | -0.014556 | 0.022138 | 0.03098 | -0.03564 | 1.053
0.00535 | 1.6808 | 0.99396 | #VALUE! | #VALUE! | #VALUE! | #VALUE! | #VALUE! | #VALUE! | #VALUE! | #VALUE! | #VALUE! | 0.00535 | 1.6808 | 0.99396 | 0.18076 | -0.10054 | -0.035347 | 0.011272 | -0.017642 | 0.024773 | 0.032726 | -0.036955 | 1.053
0.00536 | 1.6839 | 0.99361 | #VALUE! | #VALUE! | #VALUE! | #VALUE! | #VALUE! | #VALUE! | #VALUE! | #VALUE! | #VALUE! | 0.00536 | 1.6839 | 0.99361 | 0.179 | -0.098371 | -0.032094 | 0.0080289 | -0.020679 | 0.02732 | 0.034301 | -0.038042 | 1.0531
0.00537 | 1.687 | 0.99325 | #VALUE! | #VALUE! | #VALUE! | #VALUE! | #VALUE! | #VALUE! | #VALUE! | #VALUE! | #VALUE! | 0.00537 | 1.687 | 0.99325 | 0.17719 | -0.096157 | -0.028803 | 0.0047724 | -0.023656 | 0.029769 | 0.035697 | -0.038895 | 1.0532
0.00538 | 1.6902 | 0.99288 | #VALUE! | #VALUE! | #VALUE! | #VALUE! | #VALUE! | #VALUE! | #VALUE! | #VALUE! | #VALUE! | 0.00538 | 1.6902 | 0.99288 | 0.17534 | -0.093896 | -0.025477 | 0.0015079 | -0.026565 | 0.032113 | 0.036907 | -0.039508 | 1.0533
0.00539 | 1.6933 | 0.9925 | #VALUE! | #VALUE! | #VALUE! | #VALUE! | #VALUE! | #VALUE! | #VALUE! | #VALUE! | #VALUE! | 0.00539 | 1.6933 | 0.9925 | 0.17345 | -0.09159 | -0.022121 | -0.0017592 | -0.029399 | 0.034342 | 0.037924 | -0.039877 | 1.0535
0.0054 | 1.6965 | 0.99211 | #VALUE! | #VALUE! | #VALUE! | #VALUE! | #VALUE! | #VALUE! | #VALUE! | #VALUE! | #VALUE! | 0.0054 | 1.6965 | 0.99211 | 0.17151 | -0.089239 | -0.018738 | -0.0050232 | -0.03215 | 0.036448 | 0.038743 | -0.04 | 1.0537
0.00541 | 1.6996 | 0.99172 | #VALUE! | #VALUE! | #VALUE! | #VALUE! | #VALUE! | #VALUE! | #VALUE! | #VALUE! | #VALUE! | 0.00541 | 1.6996 | 0.99172 | 0.16953 | -0.086846 | -0.015333 | -0.008279 | -0.034808 | 0.038425 | 0.03936 | -0.039877 | 1.0539
0.00542 | 1.7027 | 0.99131 | #VALUE! | #VALUE! | #VALUE! | #VALUE! | #VALUE! | #VALUE! | #VALUE! | #VALUE! | #VALUE! | 0.00542 | 1.7027 | 0.99131 | 0.16751 | -0.08441 | -0.01191 | -0.011521 | -0.037367 | 0.040265 | 0.039772 | -0.039508 | 1.0541
0.00543 | 1.7059 | 0.99089 | #VALUE! | #VALUE! | #VALUE! | #VALUE! | #VALUE! | #VALUE! | #VALUE! | #VALUE! | #VALUE! | 0.00543 | 1.7059 | 0.99089 | 0.16545 | -0.081934 | -0.0084721 | -0.014744 | -0.03982 | 0.041962 | 0.039976 | -0.038895 | 1.0544
0.00544 | 1.709 | 0.99046 | #VALUE! | #VALUE! | #VALUE! | #VALUE! | #VALUE! | #VALUE! | #VALUE! | #VALUE! | #VALUE! | 0.00544 | 1.709 | 0.99046 | 0.16335 | -0.079418 | -0.0050244 | -0.017942 | -0.042159 | 0.043509 | 0.039972 | -0.038042 | 1.0547
0.00545 | 1.7122 | 0.99002 | #VALUE! | #VALUE! | #VALUE! | #VALUE! | #VALUE! | #VALUE! | #VALUE! | #VALUE! | #VALUE! | 0.00545 | 1.7122 | 0.99002 | 0.16121 | -0.076863 | -0.0015707 | -0.02111 | -0.044378 | 0.044901 | 0.039758 | -0.036955 | 1.055
0.00546 | 1.7153 | 0.98958 | #VALUE! | #VALUE! | #VALUE! | #VALUE! | #VALUE! | #VALUE! | #VALUE! | #VALUE! | #VALUE! | 0.00546 | 1.7153 | 0.98958 | 0.15902 | -0.074272 | 0.0018848 | -0.024243 | -0.04647 | 0.046134 | 0.039338 | -0.03564 | 1.0553
0.00547 | 1.7185 | 0.98912 | #VALUE! | #VALUE! | #VALUE! | #VALUE! | #VALUE! | #VALUE! | #VALUE! | #VALUE! | #VALUE! | 0.00547 | 1.7185 | 0.98912 | 0.1568 | -0.071644 | 0.0053382 | -0.027335 | -0.04843 | 0.047202 | 0.038712 | -0.034106 | 1.0557
0.00548 | 1.7216 | 0.98865 | #VALUE! | #VALUE! | #VALUE! | #VALUE! | #VALUE! | #VALUE! | #VALUE! | #VALUE! | #VALUE! | 0.00548 | 1.7216 | 0.98865 | 0.15454 | -0.068982 | 0.0087851 | -0.030382 | -0.050252 | 0.048101 | 0.037884 | -0.032361 | 1.056
0.00549 | 1.7247 | 0.98817 | #VALUE! | #VALUE! | #VALUE! | #VALUE! | #VALUE! | #VALUE! | #VALUE! | #VALUE! | #VALUE! | 0.00549 | 1.7247 | 0.98817 | 0.15224 | -0.066286 | 0.012222 | -0.033379 | -0.05193 | 0.04883 | 0.036858 | -0.030416 | 1.0563
0.0055 | 1.7279 | 0.98769 | #VALUE! | #VALUE! | #VALUE! | #VALUE! | #VALUE! | #VALUE! | #VALUE! | #VALUE! | #VALUE! | 0.0055 | 1.7279 | 0.98769 | 0.14991 | -0.063559 | 0.015643 | -0.036319 | -0.05346 | 0.049384 | 0.03564 | -0.028284 | 1.0566
0.00551 | 1.731 | 0.98719 | #VALUE! | #VALUE! | #VALUE! | #VALUE! | #VALUE! | #VALUE! | #VALUE! | #VALUE! | #VALUE! | 0.00551 | 1.731 | 0.98719 | 0.14753 | -0.0608 | 0.019047 | -0.039199 | -0.054838 | 0.049763 | 0.034236 | -0.025978 | 1.057
0.00552 | 1.7342 | 0.98669 | #VALUE! | #VALUE! | #VALUE! | #VALUE! | #VALUE! | #VALUE! | #VALUE! | #VALUE! | #VALUE! | 0.00552 | 1.7342 | 0.98669 | 0.14512 | -0.058013 | 0.022427 | -0.042014 | -0.05606 | 0.049964 | 0.032654 | -0.023511 | 1.0573
0.00553 | 1.7373 | 0.98617 | #VALUE! | #VALUE! | #VALUE! | #VALUE! | #VALUE! | #VALUE! | #VALUE! | #VALUE! | #VALUE! | 0.00553 | 1.7373 | 0.98617 | 0.14268 | -0.055197 | 0.025781 | -0.044759 | -0.057121 | 0.049988 | 0.0309 | -0.0209 | 1.0575
0.00554 | 1.7404 | 0.98564 | #VALUE! | #VALUE! | #VALUE! | #VALUE! | #VALUE! | #VALUE! | #VALUE! | #VALUE! | #VALUE! | 0.00554 | 1.7404 | 0.98564 | 0.1402 | -0.052354 | 0.029104 | -0.047429 | -0.05802 | 0.049833 | 0.028986 | -0.01816 | 1.0578
0.00555 | 1.7436 | 0.98511 | #VALUE! | #VALUE! | #VALUE! | #VALUE! | #VALUE! | #VALUE! | #VALUE! | #VALUE! | #VALUE! | 0.00555 | 1.7436 | 0.98511 | 0.13768 | -0.049486 | 0.032392 | -0.050019 | -0.058753 | 0.049501 | 0.026921 | -0.015307 | 1.058
0.00556 | 1.7467 | 0.98456 | #VALUE! | #VALUE! | #VALUE! | #VALUE! | #VALUE! | #VALUE! | #VALUE! | #VALUE! | #VALUE! | 0.00556 | 1.7467 | 0.98456 | 0.13513 | -0.046595 | 0.035641 | -0.052527 | -0.059319 | 0.048993 | 0.024714 | -0.012361 | 1.0582
0.00557 | 1.7499 | 0.98401 | #VALUE! | #VALUE! | #VALUE! | #VALUE! | #VALUE! | #VALUE! | #VALUE! | #VALUE! | #VALUE! | 0.00557 | 1.7499 | 0.98401 | 0.13255 | -0.04368 | 0.038848 | -0.054947 | -0.059716 | 0.04831 | 0.022379 | -0.0093378 | 1.0584
0.00558 | 1.753 | 0.98345 | #VALUE! | #VALUE! | #VALUE! | #VALUE! | #VALUE! | #VALUE! | #VALUE! | #VALUE! | #VALUE! | 0.00558 | 1.753 | 0.98345 | 0.12994 | -0.040745 | 0.042009 | -0.057275 | -0.059942 | 0.047455 | 0.019927 | -0.0062574 | 1.0586
0.00559 | 1.7562 | 0.98287 | #VALUE! | #VALUE! | #VALUE! | #VALUE! | #VALUE! | #VALUE! | #VALUE! | #VALUE! | #VALUE! | 0.00559 | 1.7562 | 0.98287 | 0.12729 | -0.03779 | 0.045119 | -0.059508 | -0.059997 | 0.046431 | 0.017372 | -0.0031384 | 1.0586
0.0056 | 1.7593 | 0.98229 | #VALUE! | #VALUE! | #VALUE! | #VALUE! | #VALUE! | #VALUE! | #VALUE! | #VALUE! | #VALUE! | 0.0056 | 1.7593 | 0.98229 | 0.12461 | -0.034817 | 0.048175 | -0.061641 | -0.059882 | 0.045241 | 0.014725 | -1.8543e-14 | 1.0587
0.00561 | 1.7624 | 0.98169 | #VALUE! | #VALUE! | #VALUE! | #VALUE! | #VALUE! | #VALUE! | #VALUE! | #VALUE! | #VALUE! | 0.00561 | 1.7624 | 0.98169 | 0.1219 | -0.031826 | 0.051174 | -0.063672 | -0.059595 | 0.043891 | 0.012002 | 0.0031384 | 1.0587
0.00562 | 1.7656 | 0.98109 | #VALUE! | #VALUE! | #VALUE! | #VALUE! | #VALUE! | #VALUE! | #VALUE! | #VALUE! | #VALUE! | 0.00562 | 1.7656 | 0.98109 | 0.11916 | -0.028821 | 0.054112 | -0.065596 | -0.059139 | 0.042384 | 0.0092156 | 0.0062574 | 1.0587
0.00563 | 1.7687 | 0.98048 | #VALUE! | #VALUE! | #VALUE! | #VALUE! | #VALUE! | #VALUE! | #VALUE! | #VALUE! | #VALUE! | 0.00563 | 1.7687 | 0.98048 | 0.11639 | -0.025801 | 0.056985 | -0.067411 | -0.058514 | 0.040726 | 0.0063815 | 0.0093378 | 1.0586
0.00564 | 1.7719 | 0.97986 | #VALUE! | #VALUE! | #VALUE! | #VALUE! | #VALUE! | #VALUE! | #VALUE! | #VALUE! | #VALUE! | 0.00564 | 1.7719 | 0.97986 | 0.1136 | -0.022769 | 0.05979 | -0.069114 | -0.057722 | 0.038923 | 0.003514 | 0.012361 | 1.0584
0.00565 | 1.775 | 0.97922 | #VALUE! | #VALUE! | #VALUE! | #VALUE! | #VALUE! | #VALUE! | #VALUE! | #VALUE! | #VALUE! | 0.00565 | 1.775 | 0.97922 | 0.11077 | -0.019726 | 0.062524 | -0.070701 | -0.056765 | 0.036982 | 0.00062829 | 0.015307 | 1.0582
0.00566 | 1.7781 | 0.97858 | #VALUE! | #VALUE! | #VALUE! | #VALUE! | #VALUE! | #VALUE! | #VALUE! | #VALUE! | #VALUE! | 0.00566 | 1.7781 | 0.97858 | 0.10792 | -0.016674 | 0.065183 | -0.072171 | -0.055647 | 0.034908 | -0.0022607 | 0.01816 | 1.058
0.00567 | 1.7813 | 0.97793 | #VALUE! | #VALUE! | #VALUE! | #VALUE! | #VALUE! | #VALUE! | #VALUE! | #VALUE! | #VALUE! | 0.00567 | 1.7813 | 0.97793 | 0.10504 | -0.013613 | 0.067765 | -0.07352 | -0.05437 | 0.032711 | -0.005138 | 0.0209 | 1.0577
0.00568 | 1.7844 | 0.97727 | #VALUE! | #VALUE! | #VALUE! | #VALUE! | #VALUE! | #VALUE! | #VALUE! | #VALUE! | #VALUE! | 0.00568 | 1.7844 | 0.97727 | 0.10213 | -0.010546 | 0.070265 | -0.074746 | -0.052937 | 0.030397 | -0.0079884 | 0.023511 | 1.0574
0.00569 | 1.7876 | 0.9766 | #VALUE! | #VALUE! | #VALUE! | #VALUE! | #VALUE! | #VALUE! | #VALUE! | #VALUE! | #VALUE! | 0.00569 | 1.7876 | 0.9766 | 0.099201 | -0.0074734 | 0.072681 | -0.075848 | -0.051354 | 0.027974 | -0.010797 | 0.025978 | 1.057
0.0057 | 1.7907 | 0.97592 | #VALUE! | #VALUE! | #VALUE! | #VALUE! | #VALUE! | #VALUE! | #VALUE! | #VALUE! | #VALUE! | 0.0057 | 1.7907 | 0.97592 | 0.096246 | -0.0043975 | 0.075011 | -0.076823 | -0.049625 | 0.025452 | -0.01355 | 0.028284 | 1.0565
0.00571 | 1.7938 | 0.97523 | #VALUE! | #VALUE! | #VALUE! | #VALUE! | #VALUE! | #VALUE! | #VALUE! | #VALUE! | #VALUE! | 0.00571 | 1.7938 | 0.97523 | 0.093267 | -0.0013194 | 0.077251 | -0.077671 | -0.047754 | 0.022839 | -0.016231 | 0.030416 | 1.056
0.00572 | 1.797 | 0.97453 | #VALUE! | #VALUE! | #VALUE! | #VALUE! | #VALUE! | #VALUE! | #VALUE! | #VALUE! | #VALUE! | 0.00572 | 1.797 | 0.97453 | 0.090265 | 0.0017592 | 0.079399 | -0.078388 | -0.045747 | 0.020145 | -0.018828 | 0.032361 | 1.0555
0.00573 | 1.8001 | 0.97382 | #VALUE! | #VALUE! | #VALUE! | #VALUE! | #VALUE! | #VALUE! | #VALUE! | #VALUE! | #VALUE! | 0.00573 | 1.8001 | 0.97382 | 0.087241 | 0.0048371 | 0.081452 | -0.078975 | -0.043609 | 0.01738 | -0.021327 | 0.034106 | 1.0549
0.00574 | 1.8033 | 0.9731 | #VALUE! | #VALUE! | #VALUE! | #VALUE! | #VALUE! | #VALUE! | #VALUE! | #VALUE! | #VALUE! | 0.00574 | 1.8033 | 0.9731 | 0.084195 | 0.0079126 | 0.083408 | -0.079431 | -0.041347 | 0.014552 | -0.023714 | 0.03564 | 1.0543
0.00575 | 1.8064 | 0.97237 | #VALUE! | #VALUE! | #VALUE! | #VALUE! | #VALUE! | #VALUE! | #VALUE! | #VALUE! | #VALUE! | 0.00575 | 1.8064 | 0.97237 | 0.081129 | 0.010984 | 0.085264 | -0.079753 | -0.038967 | 0.011672 | -0.025978 | 0.036955 | 1.0537
0.00576 | 1.8096 | 0.97163 | #VALUE! | #VALUE! | #VALUE! | #VALUE! | #VALUE! | #VALUE! | #VALUE! | #VALUE! | #VALUE! | 0.00576 | 1.8096 | 0.97163 | 0.078042 | 0.014051 | 0.087018 | -0.079943 | -0.036476 | 0.0087512 | -0.028106 | 0.038042 | 1.053
0.00577 | 1.8127 | 0.97088 | #VALUE! | #VALUE! | #VALUE! | #VALUE! | #VALUE! | #VALUE! | #VALUE! | #VALUE! | #VALUE! | 0.00577 | 1.8127 | 0.97088 | 0.074937 | 0.01711 | 0.088669 | -0.08 | -0.033881 | 0.0057989 | -0.030087 | 0.038895 | 1.0523
0.00578 | 1.8158 | 0.97013 | #VALUE! | #VALUE! | #VALUE! | #VALUE! | #VALUE! | #VALUE! | #VALUE! | #VALUE! | #VALUE! | 0.00578 | 1.8158 | 0.97013 | 0.071812 | 0.020162 | 0.090213 | -0.079923 | -0.031189 | 0.0028259 | -0.031912 | 0.039508 | 1.0516
0.00579 | 1.819 | 0.96936 | #VALUE! | #VALUE! | #VALUE! | #VALUE! | #VALUE! | #VALUE! | #VALUE! | #VALUE! | #VALUE! | 0.00579 | 1.819 | 0.96936 | 0.06867 | 0.023203 | 0.09165 | -0.079712 | -0.028408 | -0.00015708 | -0.03357 | 0.039877 | 1.0509
0.0058 | 1.8221 | 0.96858 | #VALUE! | #VALUE! | #VALUE! | #VALUE! | #VALUE! | #VALUE! | #VALUE! | #VALUE! | #VALUE! | 0.0058 | 1.8221 | 0.96858 | 0.065512 | 0.026233 | 0.092978 | -0.079369 | -0.025547 | -0.0031395 | -0.035052 | 0.04 | 1.0502
0.00581 | 1.8253 | 0.9678 | #VALUE! | #VALUE! | #VALUE! | #VALUE! | #VALUE! | #VALUE! | #VALUE! | #VALUE! | #VALUE! | 0.00581 | 1.8253 | 0.9678 | 0.062337 | 0.029251 | 0.094194 | -0.078894 | -0.022612 | -0.0061108 | -0.036352 | 0.039877 | 1.0495
0.00582 | 1.8284 | 0.967 | #VALUE! | #VALUE! | #VALUE! | #VALUE! | #VALUE! | #VALUE! | #VALUE! | #VALUE! | #VALUE! | 0.00582 | 1.8284 | 0.967 | 0.059146 | 0.032255 | 0.095298 | -0.078286 | -0.019613 | -0.0090603 | -0.037462 | 0.039508 | 1.0488
0.00583 | 1.8315 | 0.9662 | #VALUE! | #VALUE! | #VALUE! | #VALUE! | #VALUE! | #VALUE! | #VALUE! | #VALUE! | #VALUE! | 0.00583 | 1.8315 | 0.9662 | 0.055941 | 0.035242 | 0.096288 | -0.077549 | -0.016558 | -0.011978 | -0.038376 | 0.038895 | 1.0481
0.00584 | 1.8347 | 0.96538 | #VALUE! | #VALUE! | #VALUE! | #VALUE! | #VALUE! | #VALUE! | #VALUE! | #VALUE! | #VALUE! | 0.00584 | 1.8347 | 0.96538 | 0.052722 | 0.038213 | 0.097163 | -0.076682 | -0.013456 | -0.014852 | -0.039091 | 0.038042 | 1.0474
0.00585 | 1.8378 | 0.96456 | #VALUE! | #VALUE! | #VALUE! | #VALUE! | #VALUE! | #VALUE! | #VALUE! | #VALUE! | #VALUE! | 0.00585 | 1.8378 | 0.96456 | 0.04949 | 0.041166 | 0.097922 | -0.075687 | -0.010316 | -0.017674 | -0.039601 | 0.036955 | 1.0468
0.00586 | 1.841 | 0.96372 | #VALUE! | #VALUE! | #VALUE! | #VALUE! | #VALUE! | #VALUE! | #VALUE! | #VALUE! | #VALUE! | 0.00586 | 1.841 | 0.96372 | 0.046246 | 0.044098 | 0.098564 | -0.074566 | -0.0071458 | -0.020432 | -0.039905 | 0.03564 | 1.0462
0.00587 | 1.8441 | 0.96288 | #VALUE! | #VALUE! | #VALUE! | #VALUE! | #VALUE! | #VALUE! | #VALUE! | #VALUE! | #VALUE! | 0.00587 | 1.8441 | 0.96288 | 0.042991 | 0.047009 | 0.099089 | -0.07332 | -0.0039555 | -0.023118 | -0.04 | 0.034106 | 1.0457
0.00588 | 1.8473 | 0.96203 | #VALUE! | #VALUE! | #VALUE! | #VALUE! | #VALUE! | #VALUE! | #VALUE! | #VALUE! | #VALUE! | 0.00588 | 1.8473 | 0.96203 | 0.039725 | 0.049898 | 0.099495 | -0.071952 | -0.00075396 | -0.025722 | -0.039886 | 0.032361 | 1.0452
0.00589 | 1.8504 | 0.96117 | #VALUE! | #VALUE! | #VALUE! | #VALUE! | #VALUE! | #VALUE! | #VALUE! | #VALUE! | #VALUE! | 0.00589 | 1.8504 | 0.96117 | 0.036449 | 0.052762 | 0.099782 | -0.070465 | 0.0024498 | -0.028234 | -0.039565 | 0.030416 | 1.0448
0.0059 | 1.8535 | 0.96029 | #VALUE! | #VALUE! | #VALUE! | #VALUE! | #VALUE! | #VALUE! | #VALUE! | #VALUE! | #VALUE! | 0.0059 | 1.8535 | 0.96029 | 0.033164 | 0.055601 | 0.099951 | -0.068859 | 0.0056465 | -0.030645 | -0.039037 | 0.028284 | 1.0444
0.00591 | 1.8567 | 0.95941 | #VALUE! | #VALUE! | #VALUE! | #VALUE! | #VALUE! | #VALUE! | #VALUE! | #VALUE! | #VALUE! | 0.00591 | 1.8567 | 0.95941 | 0.029871 | 0.058413 | 0.1 | -0.067139 | 0.0088271 | -0.032948 | -0.038305 | 0.025978 | 1.0441
0.00592 | 1.8598 | 0.95852 | #VALUE! | #VALUE! | #VALUE! | #VALUE! | #VALUE! | #VALUE! | #VALUE! | #VALUE! | #VALUE! | 0.00592 | 1.8598 | 0.95852 | 0.026571 | 0.061196 | 0.099929 | -0.065307 | 0.011983 | -0.035132 | -0.037373 | 0.023511 | 1.0439
0.00593 | 1.863 | 0.95762 | #VALUE! | #VALUE! | #VALUE! | #VALUE! | #VALUE! | #VALUE! | #VALUE! | #VALUE! | #VALUE! | 0.00593 | 1.863 | 0.95762 | 0.023264 | 0.06395 | 0.099739 | -0.063366 | 0.015104 | -0.037192 | -0.036246 | 0.0209 | 1.0438
0.00594 | 1.8661 | 0.95671 | #VALUE! | #VALUE! | #VALUE! | #VALUE! | #VALUE! | #VALUE! | #VALUE! | #VALUE! | #VALUE! | 0.00594 | 1.8661 | 0.95671 | 0.019951 | 0.066673 | 0.09943 | -0.061319 | 0.018182 | -0.03912 | -0.03493 | 0.01816 | 1.0437
0.00595 | 1.8692 | 0.95579 | #VALUE! | #VALUE! | #VALUE! | #VALUE! | #VALUE! | #VALUE! | #VALUE! | #VALUE! | #VALUE! | 0.00595 | 1.8692 | 0.95579 | 0.016633 | 0.069364 | 0.099002 | -0.05917 | 0.021208 | -0.040907 | -0.033432 | 0.015307 | 1.0438
0.00596 | 1.8724 | 0.95486 | #VALUE! | #VALUE! | #VALUE! | #VALUE! | #VALUE! | #VALUE! | #VALUE! | #VALUE! | #VALUE! | 0.00596 | 1.8724 | 0.95486 | 0.013312 | 0.072022 | 0.098456 | -0.056923 | 0.024174 | -0.04255 | -0.03176 | 0.012361 | 1.044
0.00597 | 1.8755 | 0.95393 | #VALUE! | #VALUE! | #VALUE! | #VALUE! | #VALUE! | #VALUE! | #VALUE! | #VALUE! | #VALUE! | 0.00597 | 1.8755 | 0.95393 | 0.0099866 | 0.074644 | 0.097793 | -0.05458 | 0.027071 | -0.04404 | -0.029921 | 0.0093378 | 1.0442
0.00598 | 1.8787 | 0.95298 | #VALUE! | #VALUE! | #VALUE! | #VALUE! | #VALUE! | #VALUE! | #VALUE! | #VALUE! | #VALUE! | 0.00598 | 1.8787 | 0.95298 | 0.0066591 | 0.07723 | 0.097013 | -0.052147 | 0.029891 | -0.045374 | -0.027927 | 0.0062574 | 1.0446
0.00599 | 1.8818 | 0.95202 | #VALUE! | #VALUE! | #VALUE! | #VALUE! | #VALUE! | #VALUE! | #VALUE! | #VALUE! | #VALUE! | 0.00599 | 1.8818 | 0.95202 | 0.00333 | 0.079779 | 0.096117 | -0.049626 | 0.032626 | -0.046546 | -0.025786 | 0.0031384 | 1.0451
0.006 | 1.885 | 0.95106 | #VALUE! | #VALUE! | #VALUE! | #VALUE! | #VALUE! | #VALUE! | #VALUE! | #VALUE! | #VALUE! | 0.006 | 1.885 | 0.95106 | 2.5686e-14 | 0.08229 | 0.095106 | -0.047023 | 0.035267 | -0.047553 | -0.023511 | 2.409e-14 | 1.0456
0.00601 | 1.8881 | 0.95008 | #VALUE! | #VALUE! | #VALUE! | #VALUE! | #VALUE! | #VALUE! | #VALUE! | #VALUE! | #VALUE! | 0.00601 | 1.8881 | 0.95008 | -0.00333 | 0.084761 | 0.093981 | -0.044341 | 0.037808 | -0.04839 | -0.021114 | -0.0031384 | 1.0463
0.00602 | 1.8912 | 0.9491 | #VALUE! | #VALUE! | #VALUE! | #VALUE! | #VALUE! | #VALUE! | #VALUE! | #VALUE! | #VALUE! | 0.00602 | 1.8912 | 0.9491 | -0.0066591 | 0.08719 | 0.092745 | -0.041585 | 0.040241 | -0.049055 | -0.018606 | -0.0062574 | 1.0471
0.00603 | 1.8944 | 0.9481 | #VALUE! | #VALUE! | #VALUE! | #VALUE! | #VALUE! | #VALUE! | #VALUE! | #VALUE! | #VALUE! | 0.00603 | 1.8944 | 0.9481 | -0.0099866 | 0.089578 | 0.091397 | -0.03876 | 0.042559 | -0.049544 | -0.016001 | -0.0093378 | 1.048
0.00604 | 1.8975 | 0.9471 | #VALUE! | #VALUE! | #VALUE! | #VALUE! | #VALUE! | #VALUE! | #VALUE! | #VALUE! | #VALUE! | 0.00604 | 1.8975 | 0.9471 | -0.013312 | 0.091922 | 0.089941 | -0.035871 | 0.044756 | -0.049858 | -0.013313 | -0.012361 | 1.049
0.00605 | 1.9007 | 0.94609 | #VALUE! | #VALUE! | #VALUE! | #VALUE! | #VALUE! | #VALUE! | #VALUE! | #VALUE! | #VALUE! | 0.00605 | 1.9007 | 0.94609 | -0.016633 | 0.094222 | 0.088377 | -0.032921 | 0.046826 | -0.049994 | -0.010555 | -0.015307 | 1.0501
0.00606 | 1.9038 | 0.94506 | #VALUE! | #VALUE! | #VALUE! | #VALUE! | #VALUE! | #VALUE! | #VALUE! | #VALUE! | #VALUE! | 0.00606 | 1.9038 | 0.94506 | -0.019951 | 0.096476 | 0.086707 | -0.029917 | 0.048762 | -0.049952 | -0.007742 | -0.01816 | 1.0513
0.00607 | 1.9069 | 0.94403 | #VALUE! | #VALUE! | #VALUE! | #VALUE! | #VALUE! | #VALUE! | #VALUE! | #VALUE! | #VALUE! | 0.00607 | 1.9069 | 0.94403 | -0.023264 | 0.098683 | 0.084934 | -0.026862 | 0.050558 | -0.049732 | -0.0048886 | -0.0209 | 1.0526
0.00608 | 1.9101 | 0.94299 | #VALUE! | #VALUE! | #VALUE! | #VALUE! | #VALUE! | #VALUE! | #VALUE! | #VALUE! | #VALUE! | 0.00608 | 1.9101 | 0.94299 | -0.026571 | 0.10084 | 0.08306 | -0.023763 | 0.052211 | -0.049334 | -0.0020098 | -0.023511 | 1.0539
0.00609 | 1.9132 | 0.94194 | #VALUE! | #VALUE! | #VALUE! | #VALUE! | #VALUE! | #VALUE! | #VALUE! | #VALUE! | #VALUE! | 0.00609 | 1.9132 | 0.94194 | -0.029871 | 0.10295 | 0.081086 | -0.020625 | 0.053715 | -0.048761 | 0.00087958 | -0.025978 | 1.0553
0.0061 | 1.9164 | 0.94088 | #VALUE! | #VALUE! | #VALUE! | #VALUE! | #VALUE! | #VALUE! | #VALUE! | #VALUE! | #VALUE! | 0.0061 | 1.9164 | 0.94088 | -0.033164 | 0.10502 | 0.079016 | -0.017451 | 0.055065 | -0.048015 | 0.0037643 | -0.028284 | 1.0568
0.00611 | 1.9195 | 0.93981 | #VALUE! | #VALUE! | #VALUE! | #VALUE! | #VALUE! | #VALUE! | #VALUE! | #VALUE! | #VALUE! | 0.00611 | 1.9195 | 0.93981 | -0.036449 | 0.10703 | 0.076851 | -0.014249 | 0.056259 | -0.047097 | 0.0066294 | -0.030416 | 1.0584
0.00612 | 1.9227 | 0.93873 | #VALUE! | #VALUE! | #VALUE! | #VALUE! | #VALUE! | #VALUE! | #VALUE! | #VALUE! | #VALUE! | 0.00612 | 1.9227 | 0.93873 | -0.039725 | 0.10898 | 0.074594 | -0.011023 | 0.057292 | -0.046012 | 0.00946 | -0.032361 | 1.0599
0.00613 | 1.9258 | 0.93765 | #VALUE! | #VALUE! | #VALUE! | #VALUE! | #VALUE! | #VALUE! | #VALUE! | #VALUE! | #VALUE! | 0.00613 | 1.9258 | 0.93765 | -0.042991 | 0.11089 | 0.072248 | -0.0077788 | 0.058162 | -0.044762 | 0.012241 | -0.034106 | 1.0616
0.00614 | 1.9289 | 0.93655 | #VALUE! | #VALUE! | #VALUE! | #VALUE! | #VALUE! | #VALUE! | #VALUE! | #VALUE! | #VALUE! | 0.00614 | 1.9289 | 0.93655 | -0.046246 | 0.11274 | 0.069817 | -0.0045215 | 0.058865 | -0.043354 | 0.014958 | -0.03564 | 1.0632
0.00615 | 1.9321 | 0.93544 | #VALUE! | #VALUE! | #VALUE! | #VALUE! | #VALUE! | #VALUE! | #VALUE! | #VALUE! | #VALUE! | 0.00615 | 1.9321 | 0.93544 | -0.04949 | 0.11454 | 0.067301 | -0.0012566 | 0.059401 | -0.04179 | 0.017598 | -0.036955 | 1.0648
0.00616 | 1.9352 | 0.93433 | #VALUE! | #VALUE! | #VALUE! | #VALUE! | #VALUE! | #VALUE! | #VALUE! | #VALUE! | #VALUE! | 0.00616 | 1.9352 | 0.93433 | -0.052722 | 0.11628 | 0.064706 | 0.0020104 | 0.059768 | -0.040078 | 0.020145 | -0.038042 | 1.0664
0.00617 | 1.9384 | 0.9332 | #VALUE! | #VALUE! | #VALUE! | #VALUE! | #VALUE! | #VALUE! | #VALUE! | #VALUE! | #VALUE! | 0.00617 | 1.9384 | 0.9332 | -0.055941 | 0.11797 | 0.062033 | 0.005274 | 0.059964 | -0.038224 | 0.022587 | -0.038895 | 1.068
0.00618 | 1.9415 | 0.93207 | #VALUE! | #VALUE! | #VALUE! | #VALUE! | #VALUE! | #VALUE! | #VALUE! | #VALUE! | #VALUE! | 0.00618 | 1.9415 | 0.93207 | -0.059146 | 0.1196 | 0.059286 | 0.0085289 | 0.059989 | -0.036233 | 0.024912 | -0.039508 | 1.0695
0.00619 | 1.9446 | 0.93093 | #VALUE! | #VALUE! | #VALUE! | #VALUE! | #VALUE! | #VALUE! | #VALUE! | #VALUE! | #VALUE! | 0.00619 | 1.9446 | 0.93093 | -0.062337 | 0.12117 | 0.056468 | 0.01177 | 0.059843 | -0.034113 | 0.027106 | -0.039877 | 1.071
0.0062 | 1.9478 | 0.92978 | #VALUE! | #VALUE! | #VALUE! | #VALUE! | #VALUE! | #VALUE! | #VALUE! | #VALUE! | #VALUE! | 0.0062 | 1.9478 | 0.92978 | -0.065512 | 0.12268 | 0.053583 | 0.014991 | 0.059527 | -0.031871 | 0.029159 | -0.04 | 1.0723
0.00621 | 1.9509 | 0.92862 | #VALUE! | #VALUE! | #VALUE! | #VALUE! | #VALUE! | #VALUE! | #VALUE! | #VALUE! | #VALUE! | 0.00621 | 1.9509 | 0.92862 | -0.06867 | 0.12414 | 0.050633 | 0.018186 | 0.059041 | -0.029516 | 0.031059 | -0.039877 | 1.0736
0.00622 | 1.9541 | 0.92745 | #VALUE! | #VALUE! | #VALUE! | #VALUE! | #VALUE! | #VALUE! | #VALUE! | #VALUE! | #VALUE! | 0.00622 | 1.9541 | 0.92745 | -0.071812 | 0.12553 | 0.047624 | 0.021352 | 0.058386 | -0.027056 | 0.032798 | -0.039508 | 1.0748
0.00623 | 1.9572 | 0.92627 | #VALUE! | #VALUE! | #VALUE! | #VALUE! | #VALUE! | #VALUE! | #VALUE! | #VALUE! | #VALUE! | 0.00623 | 1.9572 | 0.92627 | -0.074937 | 0.12686 | 0.044557 | 0.024482 | 0.057565 | -0.0245 | 0.034366 | -0.038895 | 1.0758
0.00624 | 1.9604 | 0.92508 | #VALUE! | #VALUE! | #VALUE! | #VALUE! | #VALUE! | #VALUE! | #VALUE! | #VALUE! | #VALUE! | 0.00624 | 1.9604 | 0.92508 | -0.078042 | 0.12813 | 0.041438 | 0.027571 | 0.056579 | -0.021856 | 0.035754 | -0.038042 | 1.0766
0.00625 | 1.9635 | 0.92388 | #VALUE! | #VALUE! | #VALUE! | #VALUE! | #VALUE! | #VALUE! | #VALUE! | #VALUE! | #VALUE! | 0.00625 | 1.9635 | 0.92388 | -0.081129 | 0.12934 | 0.038268 | 0.030615 | 0.055433 | -0.019134 | 0.036955 | -0.036955 | 1.0773
0.00626 | 1.9666 | 0.92267 | #VALUE! | #VALUE! | #VALUE! | #VALUE! | #VALUE! | #VALUE! | #VALUE! | #VALUE! | #VALUE! | 0.00626 | 1.9666 | 0.92267 | -0.084195 | 0.13049 | 0.035053 | 0.033607 | 0.054128 | -0.016344 | 0.037964 | -0.03564 | 1.0777
0.00627 | 1.9698 | 0.92146 | #VALUE! | #VALUE! | #VALUE! | #VALUE! | #VALUE! | #VALUE! | #VALUE! | #VALUE! | #VALUE! | 0.00627 | 1.9698 | 0.92146 | -0.087241 | 0.13157 | 0.031797 | 0.036543 | 0.052669 | -0.013496 | 0.038774 | -0.034106 | 1.078
0.00628 | 1.9729 | 0.92023 | #VALUE! | #VALUE! | #VALUE! | #VALUE! | #VALUE! | #VALUE! | #VALUE! | #VALUE! | #VALUE! | 0.00628 | 1.9729 | 0.92023 | -0.090265 | 0.13259 | 0.028502 | 0.039418 | 0.05106 | -0.0106 | 0.039383 | -0.032361 | 1.078
0.00629 | 1.9761 | 0.919 | #VALUE! | #VALUE! | #VALUE! | #VALUE! | #VALUE! | #VALUE! | #VALUE! | #VALUE! | #VALUE! | 0.00629 | 1.9761 | 0.919 | -0.093267 | 0.13355 | 0.025173 | 0.042228 | 0.049305 | -0.0076665 | 0.039785 | -0.030416 | 1.0777
0.0063 | 1.9792 | 0.91775 | #VALUE! | #VALUE! | #VALUE! | #VALUE! | #VALUE! | #VALUE! | #VALUE! | #VALUE! | #VALUE! | 0.0063 | 1.9792 | 0.91775 | -0.096246 | 0.13444 | 0.021814 | 0.044967 | 0.047409 | -0.0047054 | 0.03998 | -0.028284 | 1.0771
0.00631 | 1.9823 | 0.9165 | #VALUE! | #VALUE! | #VALUE! | #VALUE! | #VALUE! | #VALUE! | #VALUE! | #VALUE! | #VALUE! | 0.00631 | 1.9823 | 0.9165 | -0.099201 | 0.13527 | 0.018429 | 0.047631 | 0.045379 | -0.0017275 | 0.039967 | -0.025978 | 1.0763
0.00632 | 1.9855 | 0.91524 | #VALUE! | #VALUE! | #VALUE! | #VALUE! | #VALUE! | #VALUE! | #VALUE! | #VALUE! | #VALUE! | 0.00632 | 1.9855 | 0.91524 | -0.10213 | 0.13603 | 0.015023 | 0.050215 | 0.043219 | 0.0012565 | 0.039744 | -0.023511 | 1.0751
0.00633 | 1.9886 | 0.91397 | #VALUE! | #VALUE! | #VALUE! | #VALUE! | #VALUE! | #VALUE! | #VALUE! | #VALUE! | #VALUE! | 0.00633 | 1.9886 | 0.91397 | -0.10504 | 0.13672 | 0.011598 | 0.052716 | 0.040935 | 0.0042361 | 0.039315 | -0.0209 | 1.0736
0.00634 | 1.9918 | 0.91269 | #VALUE! | #VALUE! | #VALUE! | #VALUE! | #VALUE! | #VALUE! | #VALUE! | #VALUE! | #VALUE! | 0.00634 | 1.9918 | 0.91269 | -0.10792 | 0.13735 | 0.0081591 | 0.055129 | 0.038535 | 0.0072005 | 0.03868 | -0.01816 | 1.0717
0.00635 | 1.9949 | 0.9114 | #VALUE! | #VALUE! | #VALUE! | #VALUE! | #VALUE! | #VALUE! | #VALUE! | #VALUE! | #VALUE! | 0.00635 | 1.9949 | 0.9114 | -0.11077 | 0.13792 | 0.0047106 | 0.05745 | 0.036025 | 0.010139 | 0.037843 | -0.015307 | 1.0694
0.00636 | 1.9981 | 0.91011 | #VALUE! | #VALUE! | #VALUE! | #VALUE! | #VALUE! | #VALUE! | #VALUE! | #VALUE! | #VALUE! | 0.00636 | 1.9981 | 0.91011 | -0.1136 | 0.13841 | 0.0012566 | 0.059675 | 0.033413 | 0.013042 | 0.036809 | -0.012361 | 1.0668
0.00637 | 2.0012 | 0.9088 | #VALUE! | #VALUE! | #VALUE! | #VALUE! | #VALUE! | #VALUE! | #VALUE! | #VALUE! | #VALUE! | 0.00637 | 2.0012 | 0.9088 | -0.11639 | 0.13884 | -0.0021989 | 0.061801 | 0.030705 | 0.015898 | 0.035583 | -0.0093378 | 1.0637
0.00638 | 2.0043 | 0.90748 | #VALUE! | #VALUE! | #VALUE! | #VALUE! | #VALUE! | #VALUE! | #VALUE! | #VALUE! | #VALUE! | 0.00638 | 2.0043 | 0.90748 | -0.11916 | 0.1392 | -0.0056519 | 0.063824 | 0.027909 | 0.018698 | 0.034171 | -0.0062574 | 1.0602
0.00639 | 2.0075 | 0.90616 | #VALUE! | #VALUE! | #VALUE! | #VALUE! | #VALUE! | #VALUE! | #VALUE! | #VALUE! | #VALUE! | 0.00639 | 2.0075 | 0.90616 | -0.1219 | 0.1395 | -0.009098 | 0.06574 | 0.025034 | 0.021431 | 0.032581 | -0.0031384 | 1.0563
0.0064 | 2.0106 | 0.90483 | #VALUE! | #VALUE! | #VALUE! | #VALUE! | #VALUE! | #VALUE! | #VALUE! | #VALUE! | #VALUE! | 0.0064 | 2.0106 | 0.90483 | -0.12461 | 0.13972 | -0.012533 | 0.067546 | 0.022087 | 0.024088 | 0.030821 | -2.9069e-14 | 1.0519
0.00641 | 2.0138 | 0.90348 | #VALUE! | #VALUE! | #VALUE! | #VALUE! | #VALUE! | #VALUE! | #VALUE! | #VALUE! | #VALUE! | 0.00641 | 2.0138 | 0.90348 | -0.12729 | 0.13988 | -0.015954 | 0.06924 | 0.019078 | 0.026659 | 0.028899 | 0.0031384 | 1.0471
0.00642 | 2.0169 | 0.90213 | #VALUE! | #VALUE! | #VALUE! | #VALUE! | #VALUE! | #VALUE! | #VALUE! | #VALUE! | #VALUE! | 0.00642 | 2.0169 | 0.90213 | -0.12994 | 0.13998 | -0.019355 | 0.070819 | 0.016014 | 0.029135 | 0.026827 | 0.0062574 | 1.0419
0.00643 | 2.02 | 0.90077 | #VALUE! | #VALUE! | #VALUE! | #VALUE! | #VALUE! | #VALUE! | #VALUE! | #VALUE! | #VALUE! | 0.00643 | 2.02 | 0.90077 | -0.13255 | 0.14 | -0.022733 | 0.072279 | 0.012905 | 0.031507 | 0.024615 | 0.0093378 | 1.0361
0.00644 | 2.0232 | 0.89941 | #VALUE! | #VALUE! | #VALUE! | #VALUE! | #VALUE! | #VALUE! | #VALUE! | #VALUE! | #VALUE! | 0.00644 | 2.0232 | 0.89941 | -0.13513 | 0.13996 | -0.026084 | 0.073619 | 0.0097582 | 0.033767 | 0.022275 | 0.012361 | 1.0299
0.00645 | 2.0263 | 0.89803 | #VALUE! | #VALUE! | #VALUE! | #VALUE! | #VALUE! | #VALUE! | #VALUE! | #VALUE! | #VALUE! | 0.00645 | 2.0263 | 0.89803 | -0.13768 | 0.13984 | -0.029404 | 0.074836 | 0.0065841 | 0.035906 | 0.019818 | 0.015307 | 1.0232
0.00646 | 2.0295 | 0.89664 | #VALUE! | #VALUE! | #VALUE! | #VALUE! | #VALUE! | #VALUE! | #VALUE! | #VALUE! | #VALUE! | 0.00646 | 2.0295 | 0.89664 | -0.1402 | 0.13967 | -0.032689 | 0.075928 | 0.0033911 | 0.037918 | 0.017258 | 0.01816 | 1.0161
0.00647 | 2.0326 | 0.89525 | #VALUE! | #VALUE! | #VALUE! | #VALUE! | #VALUE! | #VALUE! | #VALUE! | #VALUE! | #VALUE! | 0.00647 | 2.0326 | 0.89525 | -0.14268 | 0.13942 | -0.035935 | 0.076893 | 0.0001885 | 0.039795 | 0.014608 | 0.0209 | 1.0084
0.00648 | 2.0358 | 0.89384 | #VALUE! | #VALUE! | #VALUE! | #VALUE! | #VALUE! | #VALUE! | #VALUE! | #VALUE! | #VALUE! | 0.00648 | 2.0358 | 0.89384 | -0.14512 | 0.13911 | -0.039137 | 0.077731 | -0.0030147 | 0.04153 | 0.011882 | 0.023511 | 1.0003
0.00649 | 2.0389 | 0.89243 | #VALUE! | #VALUE! | #VALUE! | #VALUE! | #VALUE! | #VALUE! | #VALUE! | #VALUE! | #VALUE! | 0.00649 | 2.0389 | 0.89243 | -0.14753 | 0.13872 | -0.042293 | 0.078438 | -0.0062092 | 0.043117 | 0.0090932 | 0.025978 | 0.99174
0.0065 | 2.042 | 0.89101 | #VALUE! | #VALUE! | #VALUE! | #VALUE! | #VALUE! | #VALUE! | #VALUE! | #VALUE! | #VALUE! | 0.0065 | 2.042 | 0.89101 | -0.14991 | 0.13828 | -0.045399 | 0.079015 | -0.0093861 | 0.04455 | 0.0062574 | 0.028284 | 0.9827
0.00651 | 2.0452 | 0.88958 | #VALUE! | #VALUE! | #VALUE! | #VALUE! | #VALUE! | #VALUE! | #VALUE! | #VALUE! | #VALUE! | 0.00651 | 2.0452 | 0.88958 | -0.15224 | 0.13776 | -0.04845 | 0.07946 | -0.012536 | 0.045825 | 0.0033889 | 0.030416 | 0.9732
0.00652 | 2.0483 | 0.88814 | #VALUE! | #VALUE! | #VALUE! | #VALUE! | #VALUE! | #VALUE! | #VALUE! | #VALUE! | #VALUE! | 0.00652 | 2.0483 | 0.88814 | -0.15454 | 0.13718 | -0.051444 | 0.079773 | -0.01565 | 0.046937 | 0.00050264 | 0.032361 | 0.96325
0.00653 | 2.0515 | 0.88669 | #VALUE! | #VALUE! | #VALUE! | #VALUE! | #VALUE! | #VALUE! | #VALUE! | #VALUE! | #VALUE! | 0.00653 | 2.0515 | 0.88669 | -0.1568 | 0.13653 | -0.054376 | 0.079952 | -0.01872 | 0.047881 | -0.0023862 | 0.034106 | 0.95287
0.00654 | 2.0546 | 0.88523 | #VALUE! | #VALUE! | #VALUE! | #VALUE! | #VALUE! | #VALUE! | #VALUE! | #VALUE! | #VALUE! | 0.00654 | 2.0546 | 0.88523 | -0.15902 | 0.13582 | -0.057243 | 0.079998 | -0.021737 | 0.048655 | -0.0052626 | 0.03564 | 0.94208
0.00655 | 2.0577 | 0.88377 | #VALUE! | #VALUE! | #VALUE! | #VALUE! | #VALUE! | #VALUE! | #VALUE! | #VALUE! | #VALUE! | 0.00655 | 2.0577 | 0.88377 | -0.16121 | 0.13504 | -0.060042 | 0.079911 | -0.024691 | 0.049255 | -0.0081115 | 0.036955 | 0.93088
0.00656 | 2.0609 | 0.88229 | #VALUE! | #VALUE! | #VALUE! | #VALUE! | #VALUE! | #VALUE! | #VALUE! | #VALUE! | #VALUE! | 0.00656 | 2.0609 | 0.88229 | -0.16335 | 0.13419 | -0.062769 | 0.079691 | -0.027575 | 0.049681 | -0.010918 | 0.038042 | 0.91929
0.00657 | 2.064 | 0.88081 | #VALUE! | #VALUE! | #VALUE! | #VALUE! | #VALUE! | #VALUE! | #VALUE! | #VALUE! | #VALUE! | 0.00657 | 2.064 | 0.88081 | -0.16545 | 0.13328 | -0.065421 | 0.079337 | -0.03038 | 0.049929 | -0.013668 | 0.038895 | 0.90733
0.00658 | 2.0672 | 0.87932 | #VALUE! | #VALUE! | #VALUE! | #VALUE! | #VALUE! | #VALUE! | #VALUE! | #VALUE! | #VALUE! | 0.00658 | 2.0672 | 0.87932 | -0.16751 | 0.13231 | -0.067995 | 0.078852 | -0.033099 | 0.049999 | -0.016346 | 0.039508 | 0.89503
0.00659 | 2.0703 | 0.87782 | #VALUE! | #VALUE! | #VALUE! | #VALUE! | #VALUE! | #VALUE! | #VALUE! | #VALUE! | #VALUE! | 0.00659 | 2.0703 | 0.87782 | -0.16953 | 0.13127 | -0.070488 | 0.078234 | -0.035723 | 0.049891 | -0.018939 | 0.039877 | 0.88241
0.0066 | 2.0735 | 0.87631 | #VALUE! | #VALUE! | #VALUE! | #VALUE! | #VALUE! | #VALUE! | #VALUE! | #VALUE! | #VALUE! | 0.0066 | 2.0735 | 0.87631 | -0.17151 | 0.13017 | -0.072897 | 0.077487 | -0.038245 | 0.049606 | -0.021433 | 0.04 | 0.86948
0.00661 | 2.0766 | 0.87479 | #VALUE! | #VALUE! | #VALUE! | #VALUE! | #VALUE! | #VALUE! | #VALUE! | #VALUE! | #VALUE! | 0.00661 | 2.0766 | 0.87479 | -0.17345 | 0.129 | -0.075218 | 0.07661 | -0.040659 | 0.049144 | -0.023815 | 0.039877 | 0.85628
0.00662 | 2.0797 | 0.87326 | #VALUE! | #VALUE! | #VALUE! | #VALUE! | #VALUE! | #VALUE! | #VALUE! | #VALUE! | #VALUE! | 0.00662 | 2.0797 | 0.87326 | -0.17534 | 0.12778 | -0.07745 | 0.075605 | -0.042956 | 0.048506 | -0.026073 | 0.039508 | 0.84284
0.00663 | 2.0829 | 0.87173 | #VALUE! | #VALUE! | #VALUE! | #VALUE! | #VALUE! | #VALUE! | #VALUE! | #VALUE! | #VALUE! | 0.00663 | 2.0829 | 0.87173 | -0.17719 | 0.12649 | -0.07959 | 0.074474 | -0.045131 | 0.047696 | -0.028195 | 0.038895 | 0.82917
0.00664 | 2.086 | 0.87018 | #VALUE! | #VALUE! | #VALUE! | #VALUE! | #VALUE! | #VALUE! | #VALUE! | #VALUE! | #VALUE! | 0.00664 | 2.086 | 0.87018 | -0.179 | 0.12514 | -0.081634 | 0.073219 | -0.047177 | 0.046716 | -0.03017 | 0.038042 | 0.81532
0.00665 | 2.0892 | 0.86863 | #VALUE! | #VALUE! | #VALUE! | #VALUE! | #VALUE! | #VALUE! | #VALUE! | #VALUE! | #VALUE! | 0.00665 | 2.0892 | 0.86863 | -0.18076 | 0.12373 | -0.083581 | 0.071842 | -0.049089 | 0.04557 | -0.031987 | 0.036955 | 0.80131
0.00666 | 2.0923 | 0.86707 | #VALUE! | #VALUE! | #VALUE! | #VALUE! | #VALUE! | #VALUE! | #VALUE! | #VALUE! | #VALUE! | 0.00666 | 2.0923 | 0.86707 | -0.18248 | 0.12226 | -0.085428 | 0.070345 | -0.050861 | 0.044262 | -0.033638 | 0.03564 | 0.78717
0.00667 | 2.0954 | 0.8655 | #VALUE! | #VALUE! | #VALUE! | #VALUE! | #VALUE! | #VALUE! | #VALUE! | #VALUE! | #VALUE! | 0.00667 | 2.0954 | 0.8655 | -0.18415 | 0.12073 | -0.087173 | 0.068731 | -0.052487 | 0.042795 | -0.035113 | 0.034106 | 0.77294
0.00668 | 2.0986 | 0.86392 | #VALUE! | #VALUE! | #VALUE! | #VALUE! | #VALUE! | #VALUE! | #VALUE! | #VALUE! | #VALUE! | 0.00668 | 2.0986 | 0.86392 | -0.18578 | 0.11914 | -0.088814 | 0.067002 | -0.053964 | 0.041177 | -0.036404 | 0.032361 | 0.75864
0.00669 | 2.1017 | 0.86234 | #VALUE! | #VALUE! | #VALUE! | #VALUE! | #VALUE! | #VALUE! | #VALUE! | #VALUE! | #VALUE! | 0.00669 | 2.1017 | 0.86234 | -0.18736 | 0.11749 | -0.090348 | 0.065162 | -0.055287 | 0.039411 | -0.037506 | 0.030416 | 0.74432
0.0067 | 2.1049 | 0.86074 | #VALUE! | #VALUE! | #VALUE! | #VALUE! | #VALUE! | #VALUE! | #VALUE! | #VALUE! | #VALUE! | 0.0067 | 2.1049 | 0.86074 | -0.18889 | 0.11579 | -0.091775 | 0.063212 | -0.056453 | 0.037506 | -0.038412 | 0.028284 | 0.73
0.00671 | 2.108 | 0.85914 | #VALUE! | #VALUE! | #VALUE! | #VALUE! | #VALUE! | #VALUE! | #VALUE! | #VALUE! | #VALUE! | 0.00671 | 2.108 | 0.85914 | -0.19038 | 0.11403 | -0.093093 | 0.061158 | -0.057457 | 0.035466 | -0.039117 | 0.025978 | 0.71572
0.00672 | 2.1112 | 0.85753 | #VALUE! | #VALUE! | #VALUE! | #VALUE! | #VALUE! | #VALUE! | #VALUE! | #VALUE! | #VALUE! | 0.00672 | 2.1112 | 0.85753 | -0.19182 | 0.11222 | -0.094299 | 0.059001 | -0.058298 | 0.033301 | -0.039618 | 0.023511 | 0.70152
0.00673 | 2.1143 | 0.85591 | #VALUE! | #VALUE! | #VALUE! | #VALUE! | #VALUE! | #VALUE! | #VALUE! | #VALUE! | #VALUE! | 0.00673 | 2.1143 | 0.85591 | -0.19322 | 0.11035 | -0.095393 | 0.056746 | -0.058972 | 0.031016 | -0.039913 | 0.0209 | 0.68742
0.00674 | 2.1174 | 0.85428 | #VALUE! | #VALUE! | #VALUE! | #VALUE! | #VALUE! | #VALUE! | #VALUE! | #VALUE! | #VALUE! | 0.00674 | 2.1174 | 0.85428 | -0.19456 | 0.10843 | -0.096372 | 0.054396 | -0.059478 | 0.028622 | -0.039999 | 0.01816 | 0.67347
0.00675 | 2.1206 | 0.85264 | #VALUE! | #VALUE! | #VALUE! | #VALUE! | #VALUE! | #VALUE! | #VALUE! | #VALUE! | #VALUE! | 0.00675 | 2.1206 | 0.85264 | -0.19586 | 0.10646 | -0.097237 | 0.051956 | -0.059815 | 0.026125 | -0.039877 | 0.015307 | 0.65969
0.00676 | 2.1237 | 0.85099 | #VALUE! | #VALUE! | #VALUE! | #VALUE! | #VALUE! | #VALUE! | #VALUE! | #VALUE! | #VALUE! | 0.00676 | 2.1237 | 0.85099 | -0.19711 | 0.10443 | -0.097986 | 0.049429 | -0.059981 | 0.023535 | -0.039546 | 0.012361 | 0.64613
0.00677 | 2.1269 | 0.84934 | #VALUE! | #VALUE! | #VALUE! | #VALUE! | #VALUE! | #VALUE! | #VALUE! | #VALUE! | #VALUE! | 0.00677 | 2.1269 | 0.84934 | -0.19831 | 0.10236 | -0.098617 | 0.046819 | -0.059976 | 0.020862 | -0.039009 | 0.0093378 | 0.6328
0.00678 | 2.13 | 0.84768 | #VALUE! | #VALUE! | #VALUE! | #VALUE! | #VALUE! | #VALUE! | #VALUE! | #VALUE! | #VALUE! | 0.00678 | 2.13 | 0.84768 | -0.19947 | 0.10023 | -0.099131 | 0.044132 | -0.0598 | 0.018114 | -0.038268 | 0.0062574 | 0.61975
0.00679 | 2.1331 | 0.84601 | #VALUE! | #VALUE! | #VALUE! | #VALUE! | #VALUE! | #VALUE! | #VALUE! | #VALUE! | #VALUE! | 0.00679 | 2.1331 | 0.84601 | -0.20057 | 0.098058 | -0.099526 | 0.04137 | -0.059453 | 0.015301 | -0.037328 | 0.0031384 | 0.607
0.0068 | 2.1363 | 0.84433 | #VALUE! | #VALUE! | #VALUE! | #VALUE! | #VALUE! | #VALUE! | #VALUE! | #VALUE! | #VALUE! | 0.0068 | 2.1363 | 0.84433 | -0.20162 | 0.095837 | -0.099803 | 0.03854 | -0.058937 | 0.012434 | -0.036193 | 3.4331e-14 | 0.59458
0.00681 | 2.1394 | 0.84264 | #VALUE! | #VALUE! | #VALUE! | #VALUE! | #VALUE! | #VALUE! | #VALUE! | #VALUE! | #VALUE! | 0.00681 | 2.1394 | 0.84264 | -0.20263 | 0.093569 | -0.09996 | 0.035646 | -0.058253 | 0.0095233 | -0.034869 | -0.0031384 | 0.58253
0.00682 | 2.1426 | 0.84094 | #VALUE! | #VALUE! | #VALUE! | #VALUE! | #VALUE! | #VALUE! | #VALUE! | #VALUE! | #VALUE! | 0.00682 | 2.1426 | 0.84094 | -0.20358 | 0.091257 | -0.099998 | 0.032692 | -0.057403 | 0.0065782 | -0.033363 | -0.0062574 | 0.57087
0.00683 | 2.1457 | 0.83924 | #VALUE! | #VALUE! | #VALUE! | #VALUE! | #VALUE! | #VALUE! | #VALUE! | #VALUE! | #VALUE! | 0.00683 | 2.1457 | 0.83924 | -0.20449 | 0.0889 | -0.099917 | 0.029683 | -0.056389 | 0.0036097 | -0.031683 | -0.0093378 | 0.55962
0.00684 | 2.1488 | 0.83753 | #VALUE! | #VALUE! | #VALUE! | #VALUE! | #VALUE! | #VALUE! | #VALUE! | #VALUE! | #VALUE! | 0.00684 | 2.1488 | 0.83753 | -0.20534 | 0.0865 | -0.099716 | 0.026626 | -0.055214 | 0.0006283 | -0.029838 | -0.012361 | 0.54881
0.00685 | 2.152 | 0.83581 | #VALUE! | #VALUE! | #VALUE! | #VALUE! | #VALUE! | #VALUE! | #VALUE! | #VALUE! | #VALUE! | 0.00685 | 2.152 | 0.83581 | -0.20614 | 0.084059 | -0.099396 | 0.023523 | -0.053882 | -0.0023553 | -0.027837 | -0.015307 | 0.53847
0.00686 | 2.1551 | 0.83408 | #VALUE! | #VALUE! | #VALUE! | #VALUE! | #VALUE! | #VALUE! | #VALUE! | #VALUE! | #VALUE! | 0.00686 | 2.1551 | 0.83408 | -0.20689 | 0.081577 | -0.098958 | 0.020382 | -0.052396 | -0.0053306 | -0.02569 | -0.01816 | 0.52861
0.00687 | 2.1583 | 0.83234 | #VALUE! | #VALUE! | #VALUE! | #VALUE! | #VALUE! | #VALUE! | #VALUE! | #VALUE! | #VALUE! | 0.00687 | 2.1583 | 0.83234 | -0.2076 | 0.079055 | -0.098401 | 0.017206 | -0.05076 | -0.0082868 | -0.02341 | -0.0209 | 0.51925
0.00688 | 2.1614 | 0.8306 | #VALUE! | #VALUE! | #VALUE! | #VALUE! | #VALUE! | #VALUE! | #VALUE! | #VALUE! | #VALUE! | 0.00688 | 2.1614 | 0.8306 | -0.20824 | 0.076495 | -0.097727 | 0.014002 | -0.04898 | -0.011214 | -0.021007 | -0.023511 | 0.51041
0.00689 | 2.1646 | 0.82884 | #VALUE! | #VALUE! | #VALUE! | #VALUE! | #VALUE! | #VALUE! | #VALUE! | #VALUE! | #VALUE! | 0.00689 | 2.1646 | 0.82884 | -0.20884 | 0.073898 | -0.096936 | 0.010774 | -0.047061 | -0.0141 | -0.018495 | -0.025978 | 0.5021
0.0069 | 2.1677 | 0.82708 | #VALUE! | #VALUE! | #VALUE! | #VALUE! | #VALUE! | #VALUE! | #VALUE! | #VALUE! | #VALUE! | 0.0069 | 2.1677 | 0.82708 | -0.20939 | 0.071266 | -0.096029 | 0.0075287 | -0.045007 | -0.016937 | -0.015886 | -0.028284 | 0.49434
0.00691 | 2.1708 | 0.82531 | #VALUE! | #VALUE! | #VALUE! | #VALUE! | #VALUE! | #VALUE! | #VALUE! | #VALUE! | #VALUE! | 0.00691 | 2.1708 | 0.82531 | -0.20989 | 0.068599 | -0.095008 | 0.0042705 | -0.042824 | -0.019713 | -0.013194 | -0.030416 | 0.48714
0.00692 | 2.174 | 0.82353 | #VALUE! | #VALUE! | #VALUE! | #VALUE! | #VALUE! | #VALUE! | #VALUE! | #VALUE! | #VALUE! | 0.00692 | 2.174 | 0.82353 | -0.21033 | 0.065899 | -0.093873 | 0.0010053 | -0.04052 | -0.022419 | -0.010434 | -0.032361 | 0.4805
0.00693 | 2.1771 | 0.82175 | #VALUE! | #VALUE! | #VALUE! | #VALUE! | #VALUE! | #VALUE! | #VALUE! | #VALUE! | #VALUE! | 0.00693 | 2.1771 | 0.82175 | -0.21072 | 0.063166 | -0.092627 | -0.0022616 | -0.0381 | -0.025045 | -0.0076187 | -0.034106 | 0.47444
0.00694 | 2.1803 | 0.81995 | #VALUE! | #VALUE! | #VALUE! | #VALUE! | #VALUE! | #VALUE! | #VALUE! | #VALUE! | #VALUE! | 0.00694 | 2.1803 | 0.81995 | -0.21106 | 0.060404 | -0.091269 | -0.0055248 | -0.035571 | -0.027582 | -0.0047639 | -0.03564 | 0.46895
0.00695 | 2.1834 | 0.81815 | #VALUE! | #VALUE! | #VALUE! | #VALUE! | #VALUE! | #VALUE! | #VALUE! | #VALUE! | #VALUE! | 0.00695 | 2.1834 | 0.81815 | -0.21135 | 0.057612 | -0.089803 | -0.0087787 | -0.032941 | -0.030021 | -0.0018843 | -0.036955 | 0.46403
0.00696 | 2.1865 | 0.81634 | #VALUE! | #VALUE! | #VALUE! | #VALUE! | #VALUE! | #VALUE! | #VALUE! | #VALUE! | #VALUE! | 0.00696 | 2.1865 | 0.81634 | -0.21158 | 0.054792 | -0.088229 | -0.012018 | -0.030217 | -0.032353 | 0.0010052 | -0.038042 | 0.4597
0.00697 | 2.1897 | 0.81452 | #VALUE! | #VALUE! | #VALUE! | #VALUE! | #VALUE! | #VALUE! | #VALUE! | #VALUE! | #VALUE! | 0.00697 | 2.1897 | 0.81452 | -0.21176 | 0.051946 | -0.08655 | -0.015237 | -0.027407 | -0.034569 | 0.0038894 | -0.038895 | 0.45593
0.00698 | 2.1928 | 0.81269 | #VALUE! | #VALUE! | #VALUE! | #VALUE! | #VALUE! | #VALUE! | #VALUE! | #VALUE! | #VALUE! | 0.00698 | 2.1928 | 0.81269 | -0.2119 | 0.049075 | -0.084768 | -0.018431 | -0.024519 | -0.036663 | 0.0067533 | -0.039508 | 0.45274
0.00699 | 2.196 | 0.81086 | #VALUE! | #VALUE! | #VALUE! | #VALUE! | #VALUE! | #VALUE! | #VALUE! | #VALUE! | #VALUE! | 0.00699 | 2.196 | 0.81086 | -0.21197 | 0.04618 | -0.082884 | -0.021594 | -0.021561 | -0.038626 | 0.009582 | -0.039877 | 0.45011
0.007 | 2.1991 | 0.80902 | #VALUE! | #VALUE! | #VALUE! | #VALUE! | #VALUE! | #VALUE! | #VALUE! | #VALUE! | #VALUE! | 0.007 | 2.1991 | 0.80902 | -0.212 | 0.043262 | -0.080902 | -0.024721 | -0.018541 | -0.040451 | 0.012361 | -0.04 | 0.44803
0.00701 | 2.2023 | 0.80717 | #VALUE! | #VALUE! | #VALUE! | #VALUE! | #VALUE! | #VALUE! | #VALUE! | #VALUE! | #VALUE! | 0.00701 | 2.2023 | 0.80717 | -0.21197 | 0.040324 | -0.078823 | -0.027807 | -0.015468 | -0.042132 | 0.015075 | -0.039877 | 0.44648
0.00702 | 2.2054 | 0.80531 | #VALUE! | #VALUE! | #VALUE! | #VALUE! | #VALUE! | #VALUE! | #VALUE! | #VALUE! | #VALUE! | 0.00702 | 2.2054 | 0.80531 | -0.2119 | 0.037366 | -0.076649 | -0.030847 | -0.012352 | -0.043663 | 0.01771 | -0.039508 | 0.44547
0.00703 | 2.2085 | 0.80344 | #VALUE! | #VALUE! | #VALUE! | #VALUE! | #VALUE! | #VALUE! | #VALUE! | #VALUE! | #VALUE! | 0.00703 | 2.2085 | 0.80344 | -0.21176 | 0.03439 | -0.074385 | -0.033835 | -0.0091998 | -0.045039 | 0.020253 | -0.038895 | 0.44497
0.00704 | 2.2117 | 0.80157 | #VALUE! | #VALUE! | #VALUE! | #VALUE! | #VALUE! | #VALUE! | #VALUE! | #VALUE! | #VALUE! | 0.00704 | 2.2117 | 0.80157 | -0.21158 | 0.031398 | -0.072031 | -0.036766 | -0.0060217 | -0.046254 | 0.022691 | -0.038042 | 0.44496
0.00705 | 2.2148 | 0.79968 | #VALUE! | #VALUE! | #VALUE! | #VALUE! | #VALUE! | #VALUE! | #VALUE! | #VALUE! | #VALUE! | 0.00705 | 2.2148 | 0.79968 | -0.21135 | 0.02839 | -0.069591 | -0.039637 | -0.0028264 | -0.047304 | 0.02501 | -0.036955 | 0.44542
0.00706 | 2.218 | 0.79779 | #VALUE! | #VALUE! | #VALUE! | #VALUE! | #VALUE! | #VALUE! | #VALUE! | #VALUE! | #VALUE! | 0.00706 | 2.218 | 0.79779 | -0.21106 | 0.025369 | -0.067069 | -0.042441 | 0.00037699 | -0.048186 | 0.027198 | -0.03564 | 0.44634
0.00707 | 2.2211 | 0.7959 | #VALUE! | #VALUE! | #VALUE! | #VALUE! | #VALUE! | #VALUE! | #VALUE! | #VALUE! | #VALUE! | 0.00707 | 2.2211 | 0.7959 | -0.21072 | 0.022335 | -0.064466 | -0.045174 | 0.0035793 | -0.048896 | 0.029245 | -0.034106 | 0.44769
0.00708 | 2.2242 | 0.79399 | #VALUE! | #VALUE! | #VALUE! | #VALUE! | #VALUE! | #VALUE! | #VALUE! | #VALUE! | #VALUE! | 0.00708 | 2.2242 | 0.79399 | -0.21033 | 0.019291 | -0.061786 | -0.047832 | 0.0067714 | -0.049433 | 0.031138 | -0.032361 | 0.44945
0.00709 | 2.2274 | 0.79208 | #VALUE! | #VALUE! | #VALUE! | #VALUE! | #VALUE! | #VALUE! | #VALUE! | #VALUE! | #VALUE! | 0.00709 | 2.2274 | 0.79208 | -0.20989 | 0.016237 | -0.059032 | -0.050411 | 0.0099442 | -0.049793 | 0.03287 | -0.030416 | 0.45159
0.0071 | 2.2305 | 0.79016 | #VALUE! | #VALUE! | #VALUE! | #VALUE! | #VALUE! | #VALUE! | #VALUE! | #VALUE! | #VALUE! | 0.0071 | 2.2305 | 0.79016 | -0.20939 | 0.013175 | -0.056208 | -0.052905 | 0.013089 | -0.049975 | 0.03443 | -0.028284 | 0.45409
0.00711 | 2.2337 | 0.78823 | #VALUE! | #VALUE! | #VALUE! | #VALUE! | #VALUE! | #VALUE! | #VALUE! | #VALUE! | #VALUE! | 0.00711 | 2.2337 | 0.78823 | -0.20884 | 0.010107 | -0.053317 | -0.055311 | 0.016196 | -0.04998 | 0.03581 | -0.025978 | 0.45691
0.00712 | 2.2368 | 0.78629 | #VALUE! | #VALUE! | #VALUE! | #VALUE! | #VALUE! | #VALUE! | #VALUE! | #VALUE! | #VALUE! | 0.00712 | 2.2368 | 0.78629 | -0.20824 | 0.0070342 | -0.050362 | -0.057625 | 0.019257 | -0.049807 | 0.037003 | -0.023511 | 0.46003
0.00713 | 2.24 | 0.78434 | #VALUE! | #VALUE! | #VALUE! | #VALUE! | #VALUE! | #VALUE! | #VALUE! | #VALUE! | #VALUE! | 0.00713 | 2.24 | 0.78434 | -0.2076 | 0.0039579 | -0.047347 | -0.059842 | 0.022263 | -0.049456 | 0.038003 | -0.0209 | 0.46343
0.00714 | 2.2431 | 0.78239 | #VALUE! | #VALUE! | #VALUE! | #VALUE! | #VALUE! | #VALUE! | #VALUE! | #VALUE! | #VALUE! | 0.00714 | 2.2431 | 0.78239 | -0.20689 | 0.00087964 | -0.044276 | -0.06196 | 0.025205 | -0.048929 | 0.038805 | -0.01816 | 0.46706
0.00715 | 2.2462 | 0.78043 | #VALUE! | #VALUE! | #VALUE! | #VALUE! | #VALUE! | #VALUE! | #VALUE! | #VALUE! | #VALUE! | 0.00715 | 2.2462 | 0.78043 | -0.20614 | -0.002199 | -0.041151 | -0.063975 | 0.028076 | -0.048228 | 0.039404 | -0.015307 | 0.47091
0.00716 | 2.2494 | 0.77846 | #VALUE! | #VALUE! | #VALUE! | #VALUE! | #VALUE! | #VALUE! | #VALUE! | #VALUE! | #VALUE! | 0.00716 | 2.2494 | 0.77846 | -0.20534 | -0.0052766 | -0.037978 | -0.065883 | 0.030866 | -0.047355 | 0.039798 | -0.012361 | 0.47493
0.00717 | 2.2525 | 0.77649 | #VALUE! | #VALUE! | #VALUE! | #VALUE! | #VALUE! | #VALUE! | #VALUE! | #VALUE! | #VALUE! | 0.00717 | 2.2525 | 0.77649 | -0.20449 | -0.0083517 | -0.034759 | -0.067681 | 0.033569 | -0.046313 | 0.039984 | -0.0093378 | 0.47911
0.00718 | 2.2557 | 0.7745 | #VALUE! | #VALUE! | #VALUE! | #VALUE! | #VALUE! | #VALUE! | #VALUE! | #VALUE! | #VALUE! | 0.00718 | 2.2557 | 0.7745 | -0.20358 | -0.011423 | -0.031499 | -0.069366 | 0.036176 | -0.045107 | 0.039961 | -0.0062574 | 0.48341
0.00719 | 2.2588 | 0.77251 | #VALUE! | #VALUE! | #VALUE! | #VALUE! | #VALUE! | #VALUE! | #VALUE! | #VALUE! | #VALUE! | 0.00719 | 2.2588 | 0.77251 | -0.20263 | -0.014488 | -0.028201 | -0.070935 | 0.038679 | -0.043739 | 0.03973 | -0.0031384 | 0.48779
0.0072 | 2.2619 | 0.77051 | #VALUE! | #VALUE! | #VALUE! | #VALUE! | #VALUE! | #VALUE! | #VALUE! | #VALUE! | #VALUE! | 0.0072 | 2.2619 | 0.77051 | -0.20162 | -0.017547 | -0.024869 | -0.072386 | 0.041073 | -0.042216 | 0.039291 | -3.9594e-14 | 0.49224
0.00721 | 2.2651 | 0.76851 | #VALUE! | #VALUE! | #VALUE! | #VALUE! | #VALUE! | #VALUE! | #VALUE! | #VALUE! | #VALUE! | 0.00721 | 2.2651 | 0.76851 | -0.20057 | -0.020597 | -0.021508 | -0.073717 | 0.043349 | -0.040543 | 0.038648 | 0.0031384 | 0.49671
0.00722 | 2.2682 | 0.76649 | #VALUE! | #VALUE! | #VALUE! | #VALUE! | #VALUE! | #VALUE! | #VALUE! | #VALUE! | #VALUE! | 0.00722 | 2.2682 | 0.76649 | -0.19947 | -0.023637 | -0.018121 | -0.074924 | 0.045502 | -0.038725 | 0.037803 | 0.0062574 | 0.50118
0.00723 | 2.2714 | 0.76447 | #VALUE! | #VALUE! | #VALUE! | #VALUE! | #VALUE! | #VALUE! | #VALUE! | #VALUE! | #VALUE! | 0.00723 | 2.2714 | 0.76447 | -0.19831 | -0.026665 | -0.014712 | -0.076006 | 0.047525 | -0.036769 | 0.03676 | 0.0093378 | 0.50563
0.00724 | 2.2745 | 0.76244 | #VALUE! | #VALUE! | #VALUE! | #VALUE! | #VALUE! | #VALUE! | #VALUE! | #VALUE! | #VALUE! | 0.00724 | 2.2745 | 0.76244 | -0.19711 | -0.029681 | -0.011286 | -0.076962 | 0.049412 | -0.034683 | 0.035525 | 0.012361 | 0.51002
0.00725 | 2.2777 | 0.76041 | #VALUE! | #VALUE! | #VALUE! | #VALUE! | #VALUE! | #VALUE! | #VALUE! | #VALUE! | #VALUE! | 0.00725 | 2.2777 | 0.76041 | -0.19586 | -0.032682 | -0.0078459 | -0.07779 | 0.051158 | -0.032472 | 0.034106 | 0.015307 | 0.51432
0.00726 | 2.2808 | 0.75836 | #VALUE! | #VALUE! | #VALUE! | #VALUE! | #VALUE! | #VALUE! | #VALUE! | #VALUE! | #VALUE! | 0.00726 | 2.2808 | 0.75836 | -0.19456 | -0.035668 | -0.0043968 | -0.078487 | 0.052759 | -0.030146 | 0.032508 | 0.01816 | 0.51853
0.00727 | 2.2839 | 0.75631 | #VALUE! | #VALUE! | #VALUE! | #VALUE! | #VALUE! | #VALUE! | #VALUE! | #VALUE! | #VALUE! | 0.00727 | 2.2839 | 0.75631 | -0.19322 | -0.038636 | -0.00094246 | -0.079054 | 0.054209 | -0.027713 | 0.03074 | 0.0209 | 0.5226
0.00728 | 2.2871 | 0.75425 | #VALUE! | #VALUE! | #VALUE! | #VALUE! | #VALUE! | #VALUE! | #VALUE! | #VALUE! | #VALUE! | 0.00728 | 2.2871 | 0.75425 | -0.19182 | -0.041586 | 0.002513 | -0.079489 | 0.055505 | -0.025181 | 0.028812 | 0.023511 | 0.52651
0.00729 | 2.2902 | 0.75218 | #VALUE! | #VALUE! | #VALUE! | #VALUE! | #VALUE! | #VALUE! | #VALUE! | #VALUE! | #VALUE! | 0.00729 | 2.2902 | 0.75218 | -0.19038 | -0.044515 | 0.0059655 | -0.079791 | 0.056642 | -0.022559 | 0.026734 | 0.025978 | 0.53026
0.0073 | 2.2934 | 0.75011 | #VALUE! | #VALUE! | #VALUE! | #VALUE! | #VALUE! | #VALUE! | #VALUE! | #VALUE! | #VALUE! | 0.0073 | 2.2934 | 0.75011 | -0.18889 | -0.047423 | 0.0094108 | -0.079961 | 0.057618 | -0.019857 | 0.024516 | 0.028284 | 0.53381
0.00731 | 2.2965 | 0.74803 | #VALUE! | #VALUE! | #VALUE! | #VALUE! | #VALUE! | #VALUE! | #VALUE! | #VALUE! | #VALUE! | 0.00731 | 2.2965 | 0.74803 | -0.18736 | -0.050308 | 0.012845 | -0.079996 | 0.058429 | -0.017085 | 0.022171 | 0.030416 | 0.53714
0.00732 | 2.2996 | 0.74594 | #VALUE! | #VALUE! | #VALUE! | #VALUE! | #VALUE! | #VALUE! | #VALUE! | #VALUE! | #VALUE! | 0.00732 | 2.2996 | 0.74594 | -0.18578 | -0.053169 | 0.016264 | -0.079899 | 0.059074 | -0.014251 | 0.019709 | 0.032361 | 0.54025
0.00733 | 2.3028 | 0.74385 | #VALUE! | #VALUE! | #VALUE! | #VALUE! | #VALUE! | #VALUE! | #VALUE! | #VALUE! | #VALUE! | 0.00733 | 2.3028 | 0.74385 | -0.18415 | -0.056004 | 0.019663 | -0.079668 | 0.05955 | -0.011367 | 0.017145 | 0.034106 | 0.54312
0.00734 | 2.3059 | 0.74174 | #VALUE! | #VALUE! | #VALUE! | #VALUE! | #VALUE! | #VALUE! | #VALUE! | #VALUE! | #VALUE! | 0.00734 | 2.3059 | 0.74174 | -0.18248 | -0.058812 | 0.023039 | -0.079305 | 0.059857 | -0.0084417 | 0.014491 | 0.03564 | 0.54573
0.00735 | 2.3091 | 0.73963 | #VALUE! | #VALUE! | #VALUE! | #VALUE! | #VALUE! | #VALUE! | #VALUE! | #VALUE! | #VALUE! | 0.00735 | 2.3091 | 0.73963 | -0.18076 | -0.061591 | 0.026387 | -0.078809 | 0.059993 | -0.0054867 | 0.011762 | 0.036955 | 0.54808
0.00736 | 2.3122 | 0.73751 | #VALUE! | #VALUE! | #VALUE! | #VALUE! | #VALUE! | #VALUE! | #VALUE! | #VALUE! | #VALUE! | 0.00736 | 2.3122 | 0.73751 | -0.179 | -0.064341 | 0.029704 | -0.078181 | 0.059957 | -0.0025122 | 0.0089708 | 0.038042 | 0.55016
0.00737 | 2.3154 | 0.73539 | #VALUE! | #VALUE! | #VALUE! | #VALUE! | #VALUE! | #VALUE! | #VALUE! | #VALUE! | #VALUE! | 0.00737 | 2.3154 | 0.73539 | -0.17719 | -0.06706 | 0.032986 | -0.077424 | 0.059751 | 0.00047123 | 0.0061332 | 0.038895 | 0.55195
0.00738 | 2.3185 | 0.73326 | #VALUE! | #VALUE! | #VALUE! | #VALUE! | #VALUE! | #VALUE! | #VALUE! | #VALUE! | #VALUE! | 0.00738 | 2.3185 | 0.73326 | -0.17534 | -0.069746 | 0.036228 | -0.076537 | 0.059375 | 0.003453 | 0.0032636 | 0.039508 | 0.55346
0.00739 | 2.3216 | 0.73112 | #VALUE! | #VALUE! | #VALUE! | #VALUE! | #VALUE! | #VALUE! | #VALUE! | #VALUE! | #VALUE! | 0.00739 | 2.3216 | 0.73112 | -0.17345 | -0.072398 | 0.039426 | -0.075523 | 0.058829 | 0.0064225 | 0.00037699 | 0.039877 | 0.55468
0.0074 | 2.3248 | 0.72897 | #VALUE! | #VALUE! | #VALUE! | #VALUE! | #VALUE! | #VALUE! | #VALUE! | #VALUE! | #VALUE! | 0.0074 | 2.3248 | 0.72897 | -0.17151 | -0.075016 | 0.042578 | -0.074382 | 0.058115 | 0.0093691 | -0.0025116 | 0.04 | 0.55561
0.00741 | 2.3279 | 0.72681 | #VALUE! | #VALUE! | #VALUE! | #VALUE! | #VALUE! | #VALUE! | #VALUE! | #VALUE! | #VALUE! | 0.00741 | 2.3279 | 0.72681 | -0.16953 | -0.077597 | 0.045679 | -0.073118 | 0.057236 | 0.012282 | -0.0053871 | 0.039877 | 0.55625
0.00742 | 2.3311 | 0.72465 | #VALUE! | #VALUE! | #VALUE! | #VALUE! | #VALUE! | #VALUE! | #VALUE! | #VALUE! | #VALUE! | 0.00742 | 2.3311 | 0.72465 | -0.16751 | -0.08014 | 0.048725 | -0.071731 | 0.056193 | 0.015152 | -0.0082345 | 0.039508 | 0.55661
0.00743 | 2.3342 | 0.72248 | #VALUE! | #VALUE! | #VALUE! | #VALUE! | #VALUE! | #VALUE! | #VALUE! | #VALUE! | #VALUE! | 0.00743 | 2.3342 | 0.72248 | -0.16545 | -0.082645 | 0.051713 | -0.070225 | 0.05499 | 0.017967 | -0.011039 | 0.038895 | 0.55669
0.00744 | 2.3373 | 0.72031 | #VALUE! | #VALUE! | #VALUE! | #VALUE! | #VALUE! | #VALUE! | #VALUE! | #VALUE! | #VALUE! | 0.00744 | 2.3373 | 0.72031 | -0.16335 | -0.08511 | 0.054639 | -0.068602 | 0.05363 | 0.020719 | -0.013786 | 0.038042 | 0.55649
0.00745 | 2.3405 | 0.71813 | #VALUE! | #VALUE! | #VALUE! | #VALUE! | #VALUE! | #VALUE! | #VALUE! | #VALUE! | #VALUE! | 0.00745 | 2.3405 | 0.71813 | -0.16121 | -0.087534 | 0.057501 | -0.066865 | 0.052118 | 0.023396 | -0.016461 | 0.036955 | 0.55603
0.00746 | 2.3436 | 0.71594 | #VALUE! | #VALUE! | #VALUE! | #VALUE! | #VALUE! | #VALUE! | #VALUE! | #VALUE! | #VALUE! | 0.00746 | 2.3436 | 0.71594 | -0.15902 | -0.089915 | 0.060293 | -0.065016 | 0.050457 | 0.025991 | -0.01905 | 0.03564 | 0.55531
0.00747 | 2.3468 | 0.71374 | #VALUE! | #VALUE! | #VALUE! | #VALUE! | #VALUE! | #VALUE! | #VALUE! | #VALUE! | #VALUE! | 0.00747 | 2.3468 | 0.71374 | -0.1568 | -0.092253 | 0.063013 | -0.063058 | 0.048652 | 0.028493 | -0.021539 | 0.034106 | 0.55435
0.00748 | 2.3499 | 0.71154 | #VALUE! | #VALUE! | #VALUE! | #VALUE! | #VALUE! | #VALUE! | #VALUE! | #VALUE! | #VALUE! | 0.00748 | 2.3499 | 0.71154 | -0.15454 | -0.094547 | 0.065659 | -0.060995 | 0.046708 | 0.030893 | -0.023916 | 0.032361 | 0.55316
0.00749 | 2.3531 | 0.70932 | #VALUE! | #VALUE! | #VALUE! | #VALUE! | #VALUE! | #VALUE! | #VALUE! | #VALUE! | #VALUE! | 0.00749 | 2.3531 | 0.70932 | -0.15224 | -0.096794 | 0.068225 | -0.058831 | 0.044631 | 0.033183 | -0.026169 | 0.030416 | 0.55174
0.0075 | 2.3562 | 0.70711 | #VALUE! | #VALUE! | #VALUE! | #VALUE! | #VALUE! | #VALUE! | #VALUE! | #VALUE! | #VALUE! | 0.0075 | 2.3562 | 0.70711 | -0.14991 | -0.098995 | 0.070711 | -0.056569 | 0.042426 | 0.035355 | -0.028284 | 0.028284 | 0.55013
0.00751 | 2.3593 | 0.70488 | #VALUE! | #VALUE! | #VALUE! | #VALUE! | #VALUE! | #VALUE! | #VALUE! | #VALUE! | #VALUE! | 0.00751 | 2.3593 | 0.70488 | -0.14753 | -0.10115 | 0.073112 | -0.054212 | 0.040101 | 0.037401 | -0.030252 | 0.025978 | 0.54833
0.00752 | 2.3625 | 0.70265 | #VALUE! | #VALUE! | #VALUE! | #VALUE! | #VALUE! | #VALUE! | #VALUE! | #VALUE! | #VALUE! | 0.00752 | 2.3625 | 0.70265 | -0.14512 | -0.10325 | 0.075425 | -0.051764 | 0.037661 | 0.039314 | -0.032063 | 0.023511 | 0.54636
0.00753 | 2.3656 | 0.70041 | #VALUE! | #VALUE! | #VALUE! | #VALUE! | #VALUE! | #VALUE! | #VALUE! | #VALUE! | #VALUE! | 0.00753 | 2.3656 | 0.70041 | -0.14268 | -0.10531 | 0.077649 | -0.049231 | 0.035114 | 0.041087 | -0.033706 | 0.0209 | 0.54424
0.00754 | 2.3688 | 0.69817 | #VALUE! | #VALUE! | #VALUE! | #VALUE! | #VALUE! | #VALUE! | #VALUE! | #VALUE! | #VALUE! | 0.00754 | 2.3688 | 0.69817 | -0.1402 | -0.10731 | 0.079779 | -0.046615 | 0.032467 | 0.042714 | -0.035173 | 0.01816 | 0.54199
0.00755 | 2.3719 | 0.69591 | #VALUE! | #VALUE! | #VALUE! | #VALUE! | #VALUE! | #VALUE! | #VALUE! | #VALUE! | #VALUE! | 0.00755 | 2.3719 | 0.69591 | -0.13768 | -0.10926 | 0.081815 | -0.043922 | 0.029728 | 0.044188 | -0.036456 | 0.015307 | 0.53963
0.00756 | 2.375 | 0.69365 | #VALUE! | #VALUE! | #VALUE! | #VALUE! | #VALUE! | #VALUE! | #VALUE! | #VALUE! | #VALUE! | 0.00756 | 2.375 | 0.69365 | -0.13513 | -0.11116 | 0.083753 | -0.041155 | 0.026903 | 0.045505 | -0.037549 | 0.012361 | 0.53718
0.00757 | 2.3782 | 0.69139 | #VALUE! | #VALUE! | #VALUE! | #VALUE! | #VALUE! | #VALUE! | #VALUE! | #VALUE! | #VALUE! | 0.00757 | 2.3782 | 0.69139 | -0.13255 | -0.113 | 0.085591 | -0.03832 | 0.024002 | 0.04666 | -0.038447 | 0.0093378 | 0.53466
0.00758 | 2.3813 | 0.68911 | #VALUE! | #VALUE! | #VALUE! | #VALUE! | #VALUE! | #VALUE! | #VALUE! | #VALUE! | #VALUE! | 0.00758 | 2.3813 | 0.68911 | -0.12994 | -0.11479 | 0.087326 | -0.035421 | 0.021032 | 0.047649 | -0.039143 | 0.0062574 | 0.53208
0.00759 | 2.3845 | 0.68683 | #VALUE! | #VALUE! | #VALUE! | #VALUE! | #VALUE! | #VALUE! | #VALUE! | #VALUE! | #VALUE! | 0.00759 | 2.3845 | 0.68683 | -0.12729 | -0.11653 | 0.088958 | -0.032462 | 0.018002 | 0.048468 | -0.039636 | 0.0031384 | 0.52949
0.0076 | 2.3876 | 0.68455 | #VALUE! | #VALUE! | #VALUE! | #VALUE! | #VALUE! | #VALUE! | #VALUE! | #VALUE! | #VALUE! | 0.0076 | 2.3876 | 0.68455 | -0.12461 | -0.11821 | 0.090483 | -0.02945 | 0.014921 | 0.049114 | -0.039921 | 4.4573e-14 | 0.52688
0.00761 | 2.3908 | 0.68225 | #VALUE! | #VALUE! | #VALUE! | #VALUE! | #VALUE! | #VALUE! | #VALUE! | #VALUE! | #VALUE! | 0.00761 | 2.3908 | 0.68225 | -0.1219 | -0.11983 | 0.0919 | -0.026388 | 0.011798 | 0.049586 | -0.039998 | -0.0031384 | 0.52428
0.00762 | 2.3939 | 0.67995 | #VALUE! | #VALUE! | #VALUE! | #VALUE! | #VALUE! | #VALUE! | #VALUE! | #VALUE! | #VALUE! | 0.00762 | 2.3939 | 0.67995 | -0.11916 | -0.12139 | 0.093207 | -0.023283 | 0.0086406 | 0.049881 | -0.039867 | -0.0062574 | 0.52172
0.00763 | 2.397 | 0.67765 | #VALUE! | #VALUE! | #VALUE! | #VALUE! | #VALUE! | #VALUE! | #VALUE! | #VALUE! | #VALUE! | 0.00763 | 2.397 | 0.67765 | -0.11639 | -0.12289 | 0.094403 | -0.020139 | 0.0054588 | 0.049998 | -0.039527 | -0.0093378 | 0.51922
0.00764 | 2.4002 | 0.67533 | #VALUE! | #VALUE! | #VALUE! | #VALUE! | #VALUE! | #VALUE! | #VALUE! | #VALUE! | #VALUE! | 0.00764 | 2.4002 | 0.67533 | -0.1136 | -0.12434 | 0.095486 | -0.016961 | 0.0022614 | 0.049937 | -0.038981 | -0.012361 | 0.51678
0.00765 | 2.4033 | 0.67301 | #VALUE! | #VALUE! | #VALUE! | #VALUE! | #VALUE! | #VALUE! | #VALUE! | #VALUE! | #VALUE! | 0.00765 | 2.4033 | 0.67301 | -0.11077 | -0.12572 | 0.096456 | -0.013754 | -0.00094244 | 0.049698 | -0.038232 | -0.015307 | 0.51444
0.00766 | 2.4065 | 0.67069 | #VALUE! | #VALUE! | #VALUE! | #VALUE! | #VALUE! | #VALUE! | #VALUE! | #VALUE! | #VALUE! | 0.00766 | 2.4065 | 0.67069 | -0.10792 | -0.12705 | 0.09731 | -0.010525 | -0.0041436 | 0.049282 | -0.037283 | -0.01816 | 0.5122
0.00767 | 2.4096 | 0.66835 | #VALUE! | #VALUE! | #VALUE! | #VALUE! | #VALUE! | #VALUE! | #VALUE! | #VALUE! | #VALUE! | 0.00767 | 2.4096 | 0.66835 | -0.10504 | -0.12831 | 0.098048 | -0.0072784 | -0.0073329 | 0.048691 | -0.036139 | -0.0209 | 0.51009
0.00768 | 2.4127 | 0.66601 | #VALUE! | #VALUE! | #VALUE! | #VALUE! | #VALUE! | #VALUE! | #VALUE! | #VALUE! | #VALUE! | 0.00768 | 2.4127 | 0.66601 | -0.10213 | -0.12951 | 0.098669 | -0.0040195 | -0.010501 | 0.047926 | -0.034807 | -0.023511 | 0.50812
0.00769 | 2.4159 | 0.66367 | #VALUE! | #VALUE! | #VALUE! | #VALUE! | #VALUE! | #VALUE! | #VALUE! | #VALUE! | #VALUE! | 0.00769 | 2.4159 | 0.66367 | -0.099201 | -0.13065 | 0.099172 | -0.00075397 | -0.01364 | 0.046991 | -0.033294 | -0.025978 | 0.50631
0.0077 | 2.419 | 0.66131 | #VALUE! | #VALUE! | #VALUE! | #VALUE! | #VALUE! | #VALUE! | #VALUE! | #VALUE! | #VALUE! | 0.0077 | 2.419 | 0.66131 | -0.096246 | -0.13172 | 0.099556 | 0.0025129 | -0.016739 | 0.045888 | -0.031606 | -0.028284 | 0.50467
0.00771 | 2.4222 | 0.65895 | #VALUE! | #VALUE! | #VALUE! | #VALUE! | #VALUE! | #VALUE! | #VALUE! | #VALUE! | #VALUE! | 0.00771 | 2.4222 | 0.65895 | -0.093267 | -0.13273 | 0.099822 | 0.0057755 | -0.019791 | 0.044621 | -0.029754 | -0.030416 | 0.50321
0.00772 | 2.4253 | 0.65659 | #VALUE! | #VALUE! | #VALUE! | #VALUE! | #VALUE! | #VALUE! | #VALUE! | #VALUE! | #VALUE! | 0.00772 | 2.4253 | 0.65659 | -0.090265 | -0.13368 | 0.099968 | 0.0090285 | -0.022787 | 0.043196 | -0.027746 | -0.032361 | 0.50194
0.00773 | 2.4285 | 0.65421 | #VALUE! | #VALUE! | #VALUE! | #VALUE! | #VALUE! | #VALUE! | #VALUE! | #VALUE! | #VALUE! | 0.00773 | 2.4285 | 0.65421 | -0.087241 | -0.13456 | 0.099996 | 0.012266 | -0.025717 | 0.041617 | -0.025594 | -0.034106 | 0.50087
0.00774 | 2.4316 | 0.65183 | #VALUE! | #VALUE! | #VALUE! | #VALUE! | #VALUE! | #VALUE! | #VALUE! | #VALUE! | #VALUE! | 0.00774 | 2.4316 | 0.65183 | -0.084195 | -0.13538 | 0.099903 | 0.015484 | -0.028574 | 0.03989 | -0.023308 | -0.03564 | 0.50001
0.00775 | 2.4347 | 0.64945 | #VALUE! | #VALUE! | #VALUE! | #VALUE! | #VALUE! | #VALUE! | #VALUE! | #VALUE! | #VALUE! | 0.00775 | 2.4347 | 0.64945 | -0.081129 | -0.13613 | 0.099692 | 0.018676 | -0.03135 | 0.03802 | -0.0209 | -0.036955 | 0.49937
0.00776 | 2.4379 | 0.64706 | #VALUE! | #VALUE! | #VALUE! | #VALUE! | #VALUE! | #VALUE! | #VALUE! | #VALUE! | #VALUE! | 0.00776 | 2.4379 | 0.64706 | -0.078042 | -0.13682 | 0.099361 | 0.021836 | -0.034036 | 0.036015 | -0.018383 | -0.038042 | 0.49895
0.00777 | 2.441 | 0.64466 | #VALUE! | #VALUE! | #VALUE! | #VALUE! | #VALUE! | #VALUE! | #VALUE! | #VALUE! | #VALUE! | 0.00777 | 2.441 | 0.64466 | -0.074937 | -0.13744 | 0.098912 | 0.02496 | -0.036625 | 0.033882 | -0.015771 | -0.038895 | 0.49875
0.00778 | 2.4442 | 0.64225 | #VALUE! | #VALUE! | #VALUE! | #VALUE! | #VALUE! | #VALUE! | #VALUE! | #VALUE! | #VALUE! | 0.00778 | 2.4442 | 0.64225 | -0.071812 | -0.13799 | 0.098345 | 0.028043 | -0.03911 | 0.031629 | -0.013076 | -0.039508 | 0.49877
0.00779 | 2.4473 | 0.63984 | #VALUE! | #VALUE! | #VALUE! | #VALUE! | #VALUE! | #VALUE! | #VALUE! | #VALUE! | #VALUE! | 0.00779 | 2.4473 | 0.63984 | -0.06867 | -0.13848 | 0.09766 | 0.031078 | -0.041483 | 0.029262 | -0.010312 | -0.039877 | 0.49902
0.0078 | 2.4504 | 0.63742 | #VALUE! | #VALUE! | #VALUE! | #VALUE! | #VALUE! | #VALUE! | #VALUE! | #VALUE! | #VALUE! | 0.0078 | 2.4504 | 0.63742 | -0.065512 | -0.1389 | 0.096858 | 0.034062 | -0.043738 | 0.026791 | -0.0074953 | -0.04 | 0.49949
0.00781 | 2.4536 | 0.635 | #VALUE! | #VALUE! | #VALUE! | #VALUE! | #VALUE! | #VALUE! | #VALUE! | #VALUE! | #VALUE! | 0.00781 | 2.4536 | 0.635 | -0.062337 | -0.13925 | 0.095941 | 0.036989 | -0.045868 | 0.024225 | -0.0046391 | -0.039877 | 0.50019
0.00782 | 2.4567 | 0.63257 | #VALUE! | #VALUE! | #VALUE! | #VALUE! | #VALUE! | #VALUE! | #VALUE! | #VALUE! | #VALUE! | 0.00782 | 2.4567 | 0.63257 | -0.059146 | -0.13953 | 0.09491 | 0.039855 | -0.047868 | 0.021573 | -0.0017587 | -0.039508 | 0.50109
0.00783 | 2.4599 | 0.63013 | #VALUE! | #VALUE! | #VALUE! | #VALUE! | #VALUE! | #VALUE! | #VALUE! | #VALUE! | #VALUE! | 0.00783 | 2.4599 | 0.63013 | -0.055941 | -0.13975 | 0.093765 | 0.042654 | -0.049731 | 0.018844 | 0.0011308 | -0.038895 | 0.50221
0.00784 | 2.463 | 0.62769 | #VALUE! | #VALUE! | #VALUE! | #VALUE! | #VALUE! | #VALUE! | #VALUE! | #VALUE! | #VALUE! | 0.00784 | 2.463 | 0.62769 | -0.052722 | -0.1399 | 0.092508 | 0.045382 | -0.051452 | 0.016047 | 0.0040145 | -0.038042 | 0.50353
0.00785 | 2.4662 | 0.62524 | #VALUE! | #VALUE! | #VALUE! | #VALUE! | #VALUE! | #VALUE! | #VALUE! | #VALUE! | #VALUE! | 0.00785 | 2.4662 | 0.62524 | -0.04949 | -0.13998 | 0.09114 | 0.048034 | -0.053026 | 0.013194 | 0.0068772 | -0.036955 | 0.50503
0.00786 | 2.4693 | 0.62279 | #VALUE! | #VALUE! | #VALUE! | #VALUE! | #VALUE! | #VALUE! | #VALUE! | #VALUE! | #VALUE! | 0.00786 | 2.4693 | 0.62279 | -0.046246 | -0.14 | 0.089664 | 0.050606 | -0.054449 | 0.010293 | 0.009704 | -0.03564 | 0.50672
0.00787 | 2.4724 | 0.62033 | #VALUE! | #VALUE! | #VALUE! | #VALUE! | #VALUE! | #VALUE! | #VALUE! | #VALUE! | #VALUE! | 0.00787 | 2.4724 | 0.62033 | -0.042991 | -0.13994 | 0.088081 | 0.053093 | -0.055717 | 0.0073559 | 0.01248 | -0.034106 | 0.50858
0.00788 | 2.4756 | 0.61786 | #VALUE! | #VALUE! | #VALUE! | #VALUE! | #VALUE! | #VALUE! | #VALUE! | #VALUE! | #VALUE! | 0.00788 | 2.4756 | 0.61786 | -0.039725 | -0.13982 | 0.086392 | 0.055492 | -0.056826 | 0.0043926 | 0.015191 | -0.032361 | 0.51059
0.00789 | 2.4787 | 0.61539 | #VALUE! | #VALUE! | #VALUE! | #VALUE! | #VALUE! | #VALUE! | #VALUE! | #VALUE! | #VALUE! | 0.00789 | 2.4787 | 0.61539 | -0.036449 | -0.13963 | 0.084601 | 0.057799 | -0.057773 | 0.0014135 | 0.017823 | -0.030416 | 0.51275
0.0079 | 2.4819 | 0.61291 | #VALUE! | #VALUE! | #VALUE! | #VALUE! | #VALUE! | #VALUE! | #VALUE! | #VALUE! | #VALUE! | 0.0079 | 2.4819 | 0.61291 | -0.033164 | -0.13938 | 0.082708 | 0.060009 | -0.058555 | -0.0015705 | 0.020362 | -0.028284 | 0.51503
0.00791 | 2.485 | 0.61042 | #VALUE! | #VALUE! | #VALUE! | #VALUE! | #VALUE! | #VALUE! | #VALUE! | #VALUE! | #VALUE! | 0.00791 | 2.485 | 0.61042 | -0.029871 | -0.13906 | 0.080717 | 0.062119 | -0.05917 | -0.004549 | 0.022794 | -0.025978 | 0.51743
0.00792 | 2.4881 | 0.60793 | #VALUE! | #VALUE! | #VALUE! | #VALUE! | #VALUE! | #VALUE! | #VALUE! | #VALUE! | #VALUE! | 0.00792 | 2.4881 | 0.60793 | -0.026571 | -0.13866 | 0.078629 | 0.064125 | -0.059617 | -0.0075113 | 0.025108 | -0.023511 | 0.51992
0.00793 | 2.4913 | 0.60543 | #VALUE! | #VALUE! | #VALUE! | #VALUE! | #VALUE! | #VALUE! | #VALUE! | #VALUE! | #VALUE! | 0.00793 | 2.4913 | 0.60543 | -0.023264 | -0.13821 | 0.076447 | 0.066025 | -0.059893 | -0.010447 | 0.02729 | -0.0209 | 0.52248
0.00794 | 2.4944 | 0.60293 | #VALUE! | #VALUE! | #VALUE! | #VALUE! | #VALUE! | #VALUE! | #VALUE! | #VALUE! | #VALUE! | 0.00794 | 2.4944 | 0.60293 | -0.019951 | -0.13768 | 0.074174 | 0.067814 | -0.059999 | -0.013345 | 0.02933 | -0.01816 | 0.52511
0.00795 | 2.4976 | 0.60042 | #VALUE! | #VALUE! | #VALUE! | #VALUE! | #VALUE! | #VALUE! | #VALUE! | #VALUE! | #VALUE! | 0.00795 | 2.4976 | 0.60042 | -0.016633 | -0.13709 | 0.071813 | 0.069491 | -0.059933 | -0.016196 | 0.031217 | -0.015307 | 0.52778
0.00796 | 2.5007 | 0.5979 | #VALUE! | #VALUE! | #VALUE! | #VALUE! | #VALUE! | #VALUE! | #VALUE! | #VALUE! | #VALUE! | 0.00796 | 2.5007 | 0.5979 | -0.013312 | -0.13643 | 0.069365 | 0.071051 | -0.059697 | -0.018989 | 0.032941 | -0.012361 | 0.53047
0.00797 | 2.5038 | 0.59538 | #VALUE! | #VALUE! | #VALUE! | #VALUE! | #VALUE! | #VALUE! | #VALUE! | #VALUE! | #VALUE! | 0.00797 | 2.5038 | 0.59538 | -0.0099866 | -0.13571 | 0.066835 | 0.072493 | -0.05929 | -0.021714 | 0.034493 | -0.0093378 | 0.53317
0.00798 | 2.507 | 0.59286 | #VALUE! | #VALUE! | #VALUE! | #VALUE! | #VALUE! | #VALUE! | #VALUE! | #VALUE! | #VALUE! | 0.00798 | 2.507 | 0.59286 | -0.0066591 | -0.13492 | 0.064225 | 0.073814 | -0.058715 | -0.024363 | 0.035866 | -0.0062574 | 0.53585
0.00799 | 2.5101 | 0.59032 | #VALUE! | #VALUE! | #VALUE! | #VALUE! | #VALUE! | #VALUE! | #VALUE! | #VALUE! | #VALUE! | 0.00799 | 2.5101 | 0.59032 | -0.00333 | -0.13407 | 0.061539 | 0.075012 | -0.057972 | -0.026924 | 0.037051 | -0.0031384 | 0.53849
0.008 | 2.5133 | 0.58779 | #VALUE! | #VALUE! | #VALUE! | #VALUE! | #VALUE! | #VALUE! | #VALUE! | #VALUE! | #VALUE! | 0.008 | 2.5133 | 0.58779 | -5.245e-14 | -0.13315 | 0.058779 | 0.076085 | -0.057063 | -0.029389 | 0.038042 | -4.9268e-14 | 0.54109
0.00801 | 2.5164 | 0.58524 | #VALUE! | #VALUE! | #VALUE! | #VALUE! | #VALUE! | #VALUE! | #VALUE! | #VALUE! | #VALUE! | 0.00801 | 2.5164 | 0.58524 | 0.00333 | -0.13216 | 0.055948 | 0.07703 | -0.055992 | -0.03175 | 0.038835 | 0.0031384 | 0.54362
0.00802 | 2.5196 | 0.58269 | #VALUE! | #VALUE! | #VALUE! | #VALUE! | #VALUE! | #VALUE! | #VALUE! | #VALUE! | #VALUE! | 0.00802 | 2.5196 | 0.58269 | 0.0066591 | -0.13112 | 0.053051 | 0.077848 | -0.054761 | -0.033998 | 0.039426 | 0.0062574 | 0.54606
0.00803 | 2.5227 | 0.58013 | #VALUE! | #VALUE! | #VALUE! | #VALUE! | #VALUE! | #VALUE! | #VALUE! | #VALUE! | #VALUE! | 0.00803 | 2.5227 | 0.58013 | 0.0099866 | -0.13001 | 0.050091 | 0.078535 | -0.053375 | -0.036124 | 0.03981 | 0.0093378 | 0.54839
0.00804 | 2.5258 | 0.57757 | #VALUE! | #VALUE! | #VALUE! | #VALUE! | #VALUE! | #VALUE! | #VALUE! | #VALUE! | #VALUE! | 0.00804 | 2.5258 | 0.57757 | 0.013312 | -0.12883 | 0.04707 | 0.079092 | -0.051835 | -0.038122 | 0.039987 | 0.012361 | 0.5506
0.00805 | 2.529 | 0.57501 | #VALUE! | #VALUE! | #VALUE! | #VALUE! | #VALUE! | #VALUE! | #VALUE! | #VALUE! | #VALUE! | 0.00805 | 2.529 | 0.57501 | 0.016633 | -0.1276 | 0.043994 | 0.079517 | -0.050148 | -0.039984 | 0.039956 | 0.015307 | 0.55268
0.00806 | 2.5321 | 0.57243 | #VALUE! | #VALUE! | #VALUE! | #VALUE! | #VALUE! | #VALUE! | #VALUE! | #VALUE! | #VALUE! | 0.00806 | 2.5321 | 0.57243 | 0.019951 | -0.1263 | 0.040865 | 0.079809 | -0.048318 | -0.041704 | 0.039715 | 0.01816 | 0.55461
0.00807 | 2.5353 | 0.56985 | #VALUE! | #VALUE! | #VALUE! | #VALUE! | #VALUE! | #VALUE! | #VALUE! | #VALUE! | #VALUE! | 0.00807 | 2.5353 | 0.56985 | 0.023264 | -0.12494 | 0.037687 | 0.079968 | -0.046351 | -0.043275 | 0.039268 | 0.0209 | 0.55637
0.00808 | 2.5384 | 0.56727 | #VALUE! | #VALUE! | #VALUE! | #VALUE! | #VALUE! | #VALUE! | #VALUE! | #VALUE! | #VALUE! | 0.00808 | 2.5384 | 0.56727 | 0.026571 | -0.12352 | 0.034464 | 0.079994 | -0.044251 | -0.044692 | 0.038615 | 0.023511 | 0.55796
0.00809 | 2.5415 | 0.56468 | #VALUE! | #VALUE! | #VALUE! | #VALUE! | #VALUE! | #VALUE! | #VALUE! | #VALUE! | #VALUE! | 0.00809 | 2.5415 | 0.56468 | 0.029871 | -0.12204 | 0.0312 | 0.079886 | -0.042025 | -0.04595 | 0.037761 | 0.025978 | 0.55936
0.0081 | 2.5447 | 0.56208 | #VALUE! | #VALUE! | #VALUE! | #VALUE! | #VALUE! | #VALUE! | #VALUE! | #VALUE! | #VALUE! | 0.0081 | 2.5447 | 0.56208 | 0.033164 | -0.1205 | 0.027899 | 0.079645 | -0.039679 | -0.047044 | 0.03671 | 0.028284 | 0.56056
0.00811 | 2.5478 | 0.55948 | #VALUE! | #VALUE! | #VALUE! | #VALUE! | #VALUE! | #VALUE! | #VALUE! | #VALUE! | #VALUE! | 0.00811 | 2.5478 | 0.55948 | 0.036449 | -0.11891 | 0.024565 | 0.079271 | -0.03722 | -0.047971 | 0.035468 | 0.030416 | 0.56155
0.00812 | 2.551 | 0.55688 | #VALUE! | #VALUE! | #VALUE! | #VALUE! | #VALUE! | #VALUE! | #VALUE! | #VALUE! | #VALUE! | 0.00812 | 2.551 | 0.55688 | 0.039725 | -0.11725 | 0.021201 | 0.078765 | -0.034654 | -0.048726 | 0.03404 | 0.032361 | 0.56233
0.00813 | 2.5541 | 0.55426 | #VALUE! | #VALUE! | #VALUE! | #VALUE! | #VALUE! | #VALUE! | #VALUE! | #VALUE! | #VALUE! | 0.00813 | 2.5541 | 0.55426 | 0.042991 | -0.11554 | 0.017812 | 0.078128 | -0.03199 | -0.049309 | 0.032434 | 0.034106 | 0.56289
0.00814 | 2.5573 | 0.55165 | #VALUE! | #VALUE! | #VALUE! | #VALUE! | #VALUE! | #VALUE! | #VALUE! | #VALUE! | #VALUE! | 0.00814 | 2.5573 | 0.55165 | 0.046246 | -0.11378 | 0.014401 | 0.07736 | -0.029235 | -0.049715 | 0.03066 | 0.03564 | 0.56323
0.00815 | 2.5604 | 0.54902 | #VALUE! | #VALUE! | #VALUE! | #VALUE! | #VALUE! | #VALUE! | #VALUE! | #VALUE! | #VALUE! | 0.00815 | 2.5604 | 0.54902 | 0.04949 | -0.11196 | 0.010973 | 0.076463 | -0.026396 | -0.049944 | 0.028725 | 0.036955 | 0.56333
0.00816 | 2.5635 | 0.54639 | #VALUE! | #VALUE! | #VALUE! | #VALUE! | #VALUE! | #VALUE! | #VALUE! | #VALUE! | #VALUE! | 0.00816 | 2.5635 | 0.54639 | 0.052722 | -0.11008 | 0.0075327 | 0.075439 | -0.023482 | -0.049996 | 0.02664 | 0.038042 | 0.56321
0.00817 | 2.5667 | 0.54376 | #VALUE! | #VALUE! | #VALUE! | #VALUE! | #VALUE! | #VALUE! | #VALUE! | #VALUE! | #VALUE! | 0.00817 | 2.5667 | 0.54376 | 0.055941 | -0.10815 | 0.0040829 | 0.074289 | -0.020502 | -0.04987 | 0.024417 | 0.038895 | 0.56286
0.00818 | 2.5698 | 0.54112 | #VALUE! | #VALUE! | #VALUE! | #VALUE! | #VALUE! | #VALUE! | #VALUE! | #VALUE! | #VALUE! | 0.00818 | 2.5698 | 0.54112 | 0.059146 | -0.10617 | 0.00062831 | 0.073015 | -0.017462 | -0.049565 | 0.022066 | 0.039508 | 0.56229
0.00819 | 2.573 | 0.53848 | #VALUE! | #VALUE! | #VALUE! | #VALUE! | #VALUE! | #VALUE! | #VALUE! | #VALUE! | #VALUE! | 0.00819 | 2.573 | 0.53848 | 0.062337 | -0.10414 | -0.0028271 | 0.07162 | -0.014373 | -0.049085 | 0.0196 | 0.039877 | 0.56149
0.0082 | 2.5761 | 0.53583 | #VALUE! | #VALUE! | #VALUE! | #VALUE! | #VALUE! | #VALUE! | #VALUE! | #VALUE! | #VALUE! | 0.0082 | 2.5761 | 0.53583 | 0.065512 | -0.10206 | -0.0062791 | 0.070105 | -0.011243 | -0.048429 | 0.017031 | 0.04 | 0.56047
0.00821 | 2.5792 | 0.53317 | #VALUE! | #VALUE! | #VALUE! | #VALUE! | #VALUE! | #VALUE! | #VALUE! | #VALUE! | #VALUE! | 0.00821 | 2.5792 | 0.53317 | 0.06867 | -0.099924 | -0.0097235 | 0.068473 | -0.0080807 | -0.047601 | 0.014374 | 0.039877 | 0.55924
0.00822 | 2.5824 | 0.53051 | #VALUE! | #VALUE! | #VALUE! | #VALUE! | #VALUE! | #VALUE! | #VALUE! | #VALUE! | #VALUE! | 0.00822 | 2.5824 | 0.53051 | 0.071812 | -0.097743 | -0.013156 | 0.066726 | -0.0048954 | -0.046604 | 0.011641 | 0.039508 | 0.5578
0.00823 | 2.5855 | 0.52785 | #VALUE! | #VALUE! | #VALUE! | #VALUE! | #VALUE! | #VALUE! | #VALUE! | #VALUE! | #VALUE! | 0.00823 | 2.5855 | 0.52785 | 0.074937 | -0.095516 | -0.016574 | 0.064869 | -0.0016962 | -0.04544 | 0.0088483 | 0.038895 | 0.55617
0.00824 | 2.5887 | 0.52517 | #VALUE! | #VALUE! | #VALUE! | #VALUE! | #VALUE! | #VALUE! | #VALUE! | #VALUE! | #VALUE! | 0.00824 | 2.5887 | 0.52517 | 0.078042 | -0.093242 | -0.019971 | 0.062903 | 0.0015078 | -0.044115 | 0.006009 | 0.038042 | 0.55435
0.00825 | 2.5918 | 0.5225 | #VALUE! | #VALUE! | #VALUE! | #VALUE! | #VALUE! | #VALUE! | #VALUE! | #VALUE! | #VALUE! | 0.00825 | 2.5918 | 0.5225 | 0.081129 | -0.090923 | -0.023345 | 0.060832 | 0.0047075 | -0.042632 | 0.0031384 | 0.036955 | 0.55236
0.00826 | 2.595 | 0.51982 | #VALUE! | #VALUE! | #VALUE! | #VALUE! | #VALUE! | #VALUE! | #VALUE! | #VALUE! | #VALUE! | 0.00826 | 2.595 | 0.51982 | 0.084195 | -0.08856 | -0.02669 | 0.05866 | 0.0078939 | -0.040998 | 0.00025133 | 0.03564 | 0.55021
0.00827 | 2.5981 | 0.51713 | #VALUE! | #VALUE! | #VALUE! | #VALUE! | #VALUE! | #VALUE! | #VALUE! | #VALUE! | #VALUE! | 0.00827 | 2.5981 | 0.51713 | 0.087241 | -0.086154 | -0.030004 | 0.056391 | 0.011058 | -0.039217 | -0.002637 | 0.034106 | 0.54791
0.00828 | 2.6012 | 0.51444 | #VALUE! | #VALUE! | #VALUE! | #VALUE! | #VALUE! | #VALUE! | #VALUE! | #VALUE! | #VALUE! | 0.00828 | 2.6012 | 0.51444 | 0.090265 | -0.083707 | -0.033282 | 0.054027 | 0.01419 | -0.037297 | -0.0055116 | 0.032361 | 0.54548
0.00829 | 2.6044 | 0.51174 | #VALUE! | #VALUE! | #VALUE! | #VALUE! | #VALUE! | #VALUE! | #VALUE! | #VALUE! | #VALUE! | 0.00829 | 2.6044 | 0.51174 | 0.093267 | -0.081219 | -0.03652 | 0.051573 | 0.017282 | -0.035244 | -0.0083574 | 0.030416 | 0.54294
0.0083 | 2.6075 | 0.50904 | #VALUE! | #VALUE! | #VALUE! | #VALUE! | #VALUE! | #VALUE! | #VALUE! | #VALUE! | #VALUE! | 0.0083 | 2.6075 | 0.50904 | 0.096246 | -0.078692 | -0.039715 | 0.049033 | 0.020324 | -0.033066 | -0.01116 | 0.028284 | 0.5403
0.00831 | 2.6107 | 0.50633 | #VALUE! | #VALUE! | #VALUE! | #VALUE! | #VALUE! | #VALUE! | #VALUE! | #VALUE! | #VALUE! | 0.00831 | 2.6107 | 0.50633 | 0.099201 | -0.076126 | -0.042862 | 0.046411 | 0.023309 | -0.030769 | -0.013904 | 0.025978 | 0.53757
0.00832 | 2.6138 | 0.50362 | #VALUE! | #VALUE! | #VALUE! | #VALUE! | #VALUE! | #VALUE! | #VALUE! | #VALUE! | #VALUE! | 0.00832 | 2.6138 | 0.50362 | 0.10213 | -0.073524 | -0.045958 | 0.043712 | 0.026227 | -0.028363 | -0.016575 | 0.023511 | 0.53478
0.00833 | 2.6169 | 0.50091 | #VALUE! | #VALUE! | #VALUE! | #VALUE! | #VALUE! | #VALUE! | #VALUE! | #VALUE! | #VALUE! | 0.00833 | 2.6169 | 0.50091 | 0.10504 | -0.070887 | -0.048999 | 0.040939 | 0.02907 | -0.025857 | -0.01916 | 0.0209 | 0.53195
0.00834 | 2.6201 | 0.49819 | #VALUE! | #VALUE! | #VALUE! | #VALUE! | #VALUE! | #VALUE! | #VALUE! | #VALUE! | #VALUE! | 0.00834 | 2.6201 | 0.49819 | 0.10792 | -0.068215 | -0.051982 | 0.038099 | 0.031831 | -0.023258 | -0.021645 | 0.01816 | 0.52909
0.00835 | 2.6232 | 0.49546 | #VALUE! | #VALUE! | #VALUE! | #VALUE! | #VALUE! | #VALUE! | #VALUE! | #VALUE! | #VALUE! | 0.00835 | 2.6232 | 0.49546 | 0.11077 | -0.06551 | -0.054902 | 0.035195 | 0.0345 | -0.020576 | -0.024017 | 0.015307 | 0.52623
0.00836 | 2.6264 | 0.49273 | #VALUE! | #VALUE! | #VALUE! | #VALUE! | #VALUE! | #VALUE! | #VALUE! | #VALUE! | #VALUE! | 0.00836 | 2.6264 | 0.49273 | 0.1136 | -0.062774 | -0.057757 | 0.032233 | 0.037072 | -0.017821 | -0.026263 | 0.012361 | 0.52337
0.00837 | 2.6295 | 0.48999 | #VALUE! | #VALUE! | #VALUE! | #VALUE! | #VALUE! | #VALUE! | #VALUE! | #VALUE! | #VALUE! | 0.00837 | 2.6295 | 0.48999 | 0.11639 | -0.060007 | -0.060543 | 0.029216 | 0.039537 | -0.015002 | -0.028373 | 0.0093378 | 0.52055
0.00838 | 2.6327 | 0.48725 | #VALUE! | #VALUE! | #VALUE! | #VALUE! | #VALUE! | #VALUE! | #VALUE! | #VALUE! | #VALUE! | 0.00838 | 2.6327 | 0.48725 | 0.11916 | -0.057211 | -0.063257 | 0.026151 | 0.04189 | -0.01213 | -0.030334 | 0.0062574 | 0.51778
0.00839 | 2.6358 | 0.4845 | #VALUE! | #VALUE! | #VALUE! | #VALUE! | #VALUE! | #VALUE! | #VALUE! | #VALUE! | #VALUE! | 0.00839 | 2.6358 | 0.4845 | 0.1219 | -0.054387 | -0.065895 | 0.023042 | 0.044123 | -0.0092147 | -0.032138 | 0.0031384 | 0.51507
0.0084 | 2.6389 | 0.48175 | #VALUE! | #VALUE! | #VALUE! | #VALUE! | #VALUE! | #VALUE! | #VALUE! | #VALUE! | #VALUE! | 0.0084 | 2.6389 | 0.48175 | 0.12461 | -0.051537 | -0.068455 | 0.019895 | 0.046231 | -0.0062667 | -0.033773 | 5.5099e-14 | 0.51246
0.00841 | 2.6421 | 0.479 | #VALUE! | #VALUE! | #VALUE! | #VALUE! | #VALUE! | #VALUE! | #VALUE! | #VALUE! | #VALUE! | 0.00841 | 2.6421 | 0.479 | 0.12729 | -0.048663 | -0.070932 | 0.016715 | 0.048206 | -0.0032963 | -0.035232 | -0.0031384 | 0.50995
0.00842 | 2.6452 | 0.47624 | #VALUE! | #VALUE! | #VALUE! | #VALUE! | #VALUE! | #VALUE! | #VALUE! | #VALUE! | #VALUE! | 0.00842 | 2.6452 | 0.47624 | 0.12994 | -0.045764 | -0.073326 | 0.013507 | 0.050045 | -0.00031416 | -0.036508 | -0.0062574 | 0.50756
0.00843 | 2.6484 | 0.47347 | #VALUE! | #VALUE! | #VALUE! | #VALUE! | #VALUE! | #VALUE! | #VALUE! | #VALUE! | #VALUE! | 0.00843 | 2.6484 | 0.47347 | 0.13255 | -0.042844 | -0.075631 | 0.010276 | 0.05174 | 0.0026691 | -0.037592 | -0.0093378 | 0.5053
0.00844 | 2.6515 | 0.4707 | #VALUE! | #VALUE! | #VALUE! | #VALUE! | #VALUE! | #VALUE! | #VALUE! | #VALUE! | #VALUE! | 0.00844 | 2.6515 | 0.4707 | 0.13513 | -0.039903 | -0.077846 | 0.0070281 | 0.053288 | 0.0056428 | -0.038481 | -0.012361 | 0.50321
0.00845 | 2.6546 | 0.46793 | #VALUE! | #VALUE! | #VALUE! | #VALUE! | #VALUE! | #VALUE! | #VALUE! | #VALUE! | #VALUE! | 0.00845 | 2.6546 | 0.46793 | 0.13768 | -0.036942 | -0.079968 | 0.0037685 | 0.054684 | 0.0085965 | -0.039169 | -0.015307 | 0.50128
0.00846 | 2.6578 | 0.46515 | #VALUE! | #VALUE! | #VALUE! | #VALUE! | #VALUE! | #VALUE! | #VALUE! | #VALUE! | #VALUE! | 0.00846 | 2.6578 | 0.46515 | 0.1402 | -0.033964 | -0.081995 | 0.00050265 | 0.055924 | 0.011519 | -0.039652 | -0.01816 | 0.49952
0.00847 | 2.6609 | 0.46237 | #VALUE! | #VALUE! | #VALUE! | #VALUE! | #VALUE! | #VALUE! | #VALUE! | #VALUE! | #VALUE! | 0.00847 | 2.6609 | 0.46237 | 0.14268 | -0.030969 | -0.083924 | -0.0027641 | 0.057005 | 0.014401 | -0.039929 | -0.0209 | 0.49797
0.00848 | 2.6641 | 0.45958 | #VALUE! | #VALUE! | #VALUE! | #VALUE! | #VALUE! | #VALUE! | #VALUE! | #VALUE! | #VALUE! | 0.00848 | 2.6641 | 0.45958 | 0.14512 | -0.027959 | -0.085753 | -0.0060261 | 0.057923 | 0.017232 | -0.039997 | -0.023511 | 0.49661
0.00849 | 2.6672 | 0.45679 | #VALUE! | #VALUE! | #VALUE! | #VALUE! | #VALUE! | #VALUE! | #VALUE! | #VALUE! | #VALUE! | 0.00849 | 2.6672 | 0.45679 | 0.14753 | -0.024936 | -0.087479 | -0.0092782 | 0.058676 | 0.020001 | -0.039856 | -0.025978 | 0.49547
0.0085 | 2.6704 | 0.45399 | #VALUE! | #VALUE! | #VALUE! | #VALUE! | #VALUE! | #VALUE! | #VALUE! | #VALUE! | #VALUE! | 0.0085 | 2.6704 | 0.45399 | 0.14991 | -0.021901 | -0.089101 | -0.012515 | 0.059261 | 0.0227 | -0.039508 | -0.028284 | 0.49455
0.00851 | 2.6735 | 0.45119 | #VALUE! | #VALUE! | #VALUE! | #VALUE! | #VALUE! | #VALUE! | #VALUE! | #VALUE! | #VALUE! | 0.00851 | 2.6735 | 0.45119 | 0.15224 | -0.018855 | -0.090616 | -0.01573 | 0.059678 | 0.025317 | -0.038953 | -0.030416 | 0.49386
0.00852 | 2.6766 | 0.44838 | #VALUE! | #VALUE! | #VALUE! | #VALUE! | #VALUE! | #VALUE! | #VALUE! | #VALUE! | #VALUE! | 0.00852 | 2.6766 | 0.44838 | 0.15454 | -0.0158 | -0.092023 | -0.01892 | 0.059924 | 0.027844 | -0.038195 | -0.032361 | 0.49339
0.00853 | 2.6798 | 0.44557 | #VALUE! | #VALUE! | #VALUE! | #VALUE! | #VALUE! | #VALUE! | #VALUE! | #VALUE! | #VALUE! | 0.00853 | 2.6798 | 0.44557 | 0.1568 | -0.012737 | -0.09332 | -0.022078 | 0.06 | 0.030272 | -0.037237 | -0.034106 | 0.49317
0.00854 | 2.6829 | 0.44276 | #VALUE! | #VALUE! | #VALUE! | #VALUE! | #VALUE! | #VALUE! | #VALUE! | #VALUE! | #VALUE! | 0.00854 | 2.6829 | 0.44276 | 0.15902 | -0.0096684 | -0.094506 | -0.025199 | 0.059904 | 0.032592 | -0.036085 | -0.03564 | 0.49318
0.00855 | 2.6861 | 0.43994 | #VALUE! | #VALUE! | #VALUE! | #VALUE! | #VALUE! | #VALUE! | #VALUE! | #VALUE! | #VALUE! | 0.00855 | 2.6861 | 0.43994 | 0.16121 | -0.0065949 | -0.095579 | -0.028278 | 0.059638 | 0.034796 | -0.034745 | -0.036955 | 0.49343
0.00856 | 2.6892 | 0.43712 | #VALUE! | #VALUE! | #VALUE! | #VALUE! | #VALUE! | #VALUE! | #VALUE! | #VALUE! | #VALUE! | 0.00856 | 2.6892 | 0.43712 | 0.16335 | -0.0035182 | -0.096538 | -0.03131 | 0.059201 | 0.036876 | -0.033224 | -0.038042 | 0.49391
0.00857 | 2.6923 | 0.43429 | #VALUE! | #VALUE! | #VALUE! | #VALUE! | #VALUE! | #VALUE! | #VALUE! | #VALUE! | #VALUE! | 0.00857 | 2.6923 | 0.43429 | 0.16545 | -0.00043982 | -0.097382 | -0.03429 | 0.058596 | 0.038824 | -0.031529 | -0.038895 | 0.49462
0.00858 | 2.6955 | 0.43146 | #VALUE! | #VALUE! | #VALUE! | #VALUE! | #VALUE! | #VALUE! | #VALUE! | #VALUE! | #VALUE! | 0.00858 | 2.6955 | 0.43146 | 0.16751 | 0.0026388 | -0.098109 | -0.037212 | 0.057823 | 0.040635 | -0.02967 | -0.039508 | 0.49557
0.00859 | 2.6986 | 0.42862 | #VALUE! | #VALUE! | #VALUE! | #VALUE! | #VALUE! | #VALUE! | #VALUE! | #VALUE! | #VALUE! | 0.00859 | 2.6986 | 0.42862 | 0.16953 | 0.0057161 | -0.098719 | -0.040073 | 0.056886 | 0.0423 | -0.027655 | -0.039877 | 0.49673
0.0086 | 2.7018 | 0.42578 | #VALUE! | #VALUE! | #VALUE! | #VALUE! | #VALUE! | #VALUE! | #VALUE! | #VALUE! | #VALUE! | 0.0086 | 2.7018 | 0.42578 | 0.17151 | 0.0087907 | -0.099211 | -0.042866 | 0.055787 | 0.043815 | -0.025497 | -0.04 | 0.49811
0.00861 | 2.7049 | 0.42293 | #VALUE! | #VALUE! | #VALUE! | #VALUE! | #VALUE! | #VALUE! | #VALUE! | #VALUE! | #VALUE! | 0.00861 | 2.7049 | 0.42293 | 0.17345 | 0.011861 | -0.099585 | -0.045588 | 0.054528 | 0.045174 | -0.023205 | -0.039877 | 0.49969
0.00862 | 2.7081 | 0.42009 | #VALUE! | #VALUE! | #VALUE! | #VALUE! | #VALUE! | #VALUE! | #VALUE! | #VALUE! | #VALUE! | 0.00862 | 2.7081 | 0.42009 | 0.17534 | 0.014926 | -0.09984 | -0.048234 | 0.053114 | 0.046372 | -0.020793 | -0.039508 | 0.50146
0.00863 | 2.7112 | 0.41723 | #VALUE! | #VALUE! | #VALUE! | #VALUE! | #VALUE! | #VALUE! | #VALUE! | #VALUE! | #VALUE! | 0.00863 | 2.7112 | 0.41723 | 0.17719 | 0.017983 | -0.099976 | -0.0508 | 0.051548 | 0.047405 | -0.018271 | -0.038895 | 0.50342
0.00864 | 2.7143 | 0.41438 | #VALUE! | #VALUE! | #VALUE! | #VALUE! | #VALUE! | #VALUE! | #VALUE! | #VALUE! | #VALUE! | 0.00864 | 2.7143 | 0.41438 | 0.179 | 0.021032 | -0.099992 | -0.053281 | 0.049836 | 0.048269 | -0.015655 | -0.038042 | 0.50554
0.00865 | 2.7175 | 0.41151 | #VALUE! | #VALUE! | #VALUE! | #VALUE! | #VALUE! | #VALUE! | #VALUE! | #VALUE! | #VALUE! | 0.00865 | 2.7175 | 0.41151 | 0.18076 | 0.02407 | -0.099889 | -0.055673 | 0.047981 | 0.048961 | -0.012957 | -0.036955 | 0.50781
0.00866 | 2.7206 | 0.40865 | #VALUE! | #VALUE! | #VALUE! | #VALUE! | #VALUE! | #VALUE! | #VALUE! | #VALUE! | #VALUE! | 0.00866 | 2.7206 | 0.40865 | 0.18248 | 0.027097 | -0.099667 | -0.057972 | 0.04599 | 0.049479 | -0.010191 | -0.03564 | 0.51022
0.00867 | 2.7238 | 0.40578 | #VALUE! | #VALUE! | #VALUE! | #VALUE! | #VALUE! | #VALUE! | #VALUE! | #VALUE! | #VALUE! | 0.00867 | 2.7238 | 0.40578 | 0.18415 | 0.030111 | -0.099325 | -0.060175 | 0.043867 | 0.04982 | -0.0073718 | -0.034106 | 0.51275
0.00868 | 2.7269 | 0.40291 | #VALUE! | #VALUE! | #VALUE! | #VALUE! | #VALUE! | #VALUE! | #VALUE! | #VALUE! | #VALUE! | 0.00868 | 2.7269 | 0.40291 | 0.18578 | 0.03311 | -0.098865 | -0.062277 | 0.041619 | 0.049984 | -0.0045143 | -0.032361 | 0.51538
0.00869 | 2.73 | 0.40003 | #VALUE! | #VALUE! | #VALUE! | #VALUE! | #VALUE! | #VALUE! | #VALUE! | #VALUE! | #VALUE! | 0.00869 | 2.73 | 0.40003 | 0.18736 | 0.036093 | -0.098287 | -0.064275 | 0.039253 | 0.04997 | -0.0016332 | -0.030416 | 0.51809
0.0087 | 2.7332 | 0.39715 | #VALUE! | #VALUE! | #VALUE! | #VALUE! | #VALUE! | #VALUE! | #VALUE! | #VALUE! | #VALUE! | 0.0087 | 2.7332 | 0.39715 | 0.18889 | 0.039059 | -0.097592 | -0.066166 | 0.036774 | 0.049778 | 0.0012564 | -0.028284 | 0.52087
0.00871 | 2.7363 | 0.39426 | #VALUE! | #VALUE! | #VALUE! | #VALUE! | #VALUE! | #VALUE! | #VALUE! | #VALUE! | #VALUE! | 0.00871 | 2.7363 | 0.39426 | 0.19038 | 0.042006 | -0.09678 | -0.067947 | 0.034191 | 0.049409 | 0.0041395 | -0.025978 | 0.52368
0.00872 | 2.7395 | 0.39137 | #VALUE! | #VALUE! | #VALUE! | #VALUE! | #VALUE! | #VALUE! | #VALUE! | #VALUE! | #VALUE! | 0.00872 | 2.7395 | 0.39137 | 0.19182 | 0.044932 | -0.095852 | -0.069615 | 0.03151 | 0.048863 | 0.0070009 | -0.023511 | 0.52653
0.00873 | 2.7426 | 0.38848 | #VALUE! | #VALUE! | #VALUE! | #VALUE! | #VALUE! | #VALUE! | #VALUE! | #VALUE! | #VALUE! | 0.00873 | 2.7426 | 0.38848 | 0.19322 | 0.047837 | -0.09481 | -0.071166 | 0.02874 | 0.048144 | 0.0098258 | -0.0209 | 0.52937
0.00874 | 2.7458 | 0.38558 | #VALUE! | #VALUE! | #VALUE! | #VALUE! | #VALUE! | #VALUE! | #VALUE! | #VALUE! | #VALUE! | 0.00874 | 2.7458 | 0.38558 | 0.19456 | 0.050719 | -0.093655 | -0.072599 | 0.025887 | 0.047253 | 0.012599 | -0.01816 | 0.53219
0.00875 | 2.7489 | 0.38268 | #VALUE! | #VALUE! | #VALUE! | #VALUE! | #VALUE! | #VALUE! | #VALUE! | #VALUE! | #VALUE! | 0.00875 | 2.7489 | 0.38268 | 0.19586 | 0.053576 | -0.092388 | -0.07391 | 0.022961 | 0.046194 | 0.015307 | -0.015307 | 0.53498
0.00876 | 2.752 | 0.37978 | #VALUE! | #VALUE! | #VALUE! | #VALUE! | #VALUE! | #VALUE! | #VALUE! | #VALUE! | #VALUE! | 0.00876 | 2.752 | 0.37978 | 0.19711 | 0.056407 | -0.091011 | -0.075099 | 0.019969 | 0.04497 | 0.017935 | -0.012361 | 0.5377
0.00877 | 2.7552 | 0.37687 | #VALUE! | #VALUE! | #VALUE! | #VALUE! | #VALUE! | #VALUE! | #VALUE! | #VALUE! | #VALUE! | 0.00877 | 2.7552 | 0.37687 | 0.19831 | 0.059211 | -0.089525 | -0.076162 | 0.01692 | 0.043586 | 0.02047 | -0.0093378 | 0.54035
0.00878 | 2.7583 | 0.37396 | #VALUE! | #VALUE! | #VALUE! | #VALUE! | #VALUE! | #VALUE! | #VALUE! | #VALUE! | #VALUE! | 0.00878 | 2.7583 | 0.37396 | 0.19947 | 0.061986 | -0.087932 | -0.077098 | 0.013823 | 0.042047 | 0.022897 | -0.0062574 | 0.54289
0.00879 | 2.7615 | 0.37104 | #VALUE! | #VALUE! | #VALUE! | #VALUE! | #VALUE! | #VALUE! | #VALUE! | #VALUE! | #VALUE! | 0.00879 | 2.7615 | 0.37104 | 0.20057 | 0.064731 | -0.086234 | -0.077905 | 0.010687 | 0.040358 | 0.025205 | -0.0031384 | 0.54532
0.0088 | 2.7646 | 0.36812 | #VALUE! | #VALUE! | #VALUE! | #VALUE! | #VALUE! | #VALUE! | #VALUE! | #VALUE! | #VALUE! | 0.0088 | 2.7646 | 0.36812 | 0.20162 | 0.067446 | -0.084433 | -0.078583 | 0.00752 | 0.038526 | 0.027382 | -5.9509e-14 | 0.54761
0.00881 | 2.7677 | 0.3652 | #VALUE! | #VALUE! | #VALUE! | #VALUE! | #VALUE! | #VALUE! | #VALUE! | #VALUE! | #VALUE! | 0.00881 | 2.7677 | 0.3652 | 0.20263 | 0.070127 | -0.082531 | -0.07913 | 0.0043316 | 0.036556 | 0.029416 | 0.0031384 | 0.54974
0.00882 | 2.7709 | 0.36228 | #VALUE! | #VALUE! | #VALUE! | #VALUE! | #VALUE! | #VALUE! | #VALUE! | #VALUE! | #VALUE! | 0.00882 | 2.7709 | 0.36228 | 0.20358 | 0.072774 | -0.080531 | -0.079544 | 0.0011309 | 0.034456 | 0.031296 | 0.0062574 | 0.5517
0.00883 | 2.774 | 0.35935 | #VALUE! | #VALUE! | #VALUE! | #VALUE! | #VALUE! | #VALUE! | #VALUE! | #VALUE! | #VALUE! | 0.00883 | 2.774 | 0.35935 | 0.20449 | 0.075387 | -0.078434 | -0.079826 | -0.002073 | 0.032233 | 0.033012 | 0.0093378 | 0.55347
0.00884 | 2.7772 | 0.35641 | #VALUE! | #VALUE! | #VALUE! | #VALUE! | #VALUE! | #VALUE! | #VALUE! | #VALUE! | #VALUE! | 0.00884 | 2.7772 | 0.35641 | 0.20534 | 0.077963 | -0.076244 | -0.079975 | -0.0052711 | 0.029895 | 0.034557 | 0.012361 | 0.55504
0.00885 | 2.7803 | 0.35347 | #VALUE! | #VALUE! | #VALUE! | #VALUE! | #VALUE! | #VALUE! | #VALUE! | #VALUE! | #VALUE! | 0.00885 | 2.7803 | 0.35347 | 0.20614 | 0.080501 | -0.073963 | -0.07999 | -0.0084541 | 0.027451 | 0.035921 | 0.015307 | 0.55639
0.00886 | 2.7835 | 0.35053 | #VALUE! | #VALUE! | #VALUE! | #VALUE! | #VALUE! | #VALUE! | #VALUE! | #VALUE! | #VALUE! | 0.00886 | 2.7835 | 0.35053 | 0.20689 | 0.083 | -0.071594 | -0.079872 | -0.011613 | 0.024909 | 0.037098 | 0.01816 | 0.55752
0.00887 | 2.7866 | 0.34759 | #VALUE! | #VALUE! | #VALUE! | #VALUE! | #VALUE! | #VALUE! | #VALUE! | #VALUE! | #VALUE! | 0.00887 | 2.7866 | 0.34759 | 0.2076 | 0.085459 | -0.069139 | -0.079621 | -0.014739 | 0.022279 | 0.038081 | 0.0209 | 0.55841
0.00888 | 2.7897 | 0.34464 | #VALUE! | #VALUE! | #VALUE! | #VALUE! | #VALUE! | #VALUE! | #VALUE! | #VALUE! | #VALUE! | 0.00888 | 2.7897 | 0.34464 | 0.20824 | 0.087877 | -0.066601 | -0.079237 | -0.017822 | 0.019569 | 0.038865 | 0.023511 | 0.55905
0.00889 | 2.7929 | 0.34169 | #VALUE! | #VALUE! | #VALUE! | #VALUE! | #VALUE! | #VALUE! | #VALUE! | #VALUE! | #VALUE! | 0.00889 | 2.7929 | 0.34169 | 0.20884 | 0.090252 | -0.063984 | -0.078721 | -0.020855 | 0.016789 | 0.039447 | 0.025978 | 0.55944
0.0089 | 2.796 | 0.33874 | #VALUE! | #VALUE! | #VALUE! | #VALUE! | #VALUE! | #VALUE! | #VALUE! | #VALUE! | #VALUE! | 0.0089 | 2.796 | 0.33874 | 0.20939 | 0.092584 | -0.061291 | -0.078073 | -0.023829 | 0.01395 | 0.039822 | 0.028284 | 0.55957
0.00891 | 2.7992 | 0.33578 | #VALUE! | #VALUE! | #VALUE! | #VALUE! | #VALUE! | #VALUE! | #VALUE! | #VALUE! | #VALUE! | 0.00891 | 2.7992 | 0.33578 | 0.20989 | 0.094871 | -0.058524 | -0.077296 | -0.026734 | 0.01106 | 0.03999 | 0.030416 | 0.55945
0.00892 | 2.8023 | 0.33282 | #VALUE! | #VALUE! | #VALUE! | #VALUE! | #VALUE! | #VALUE! | #VALUE! | #VALUE! | #VALUE! | 0.00892 | 2.8023 | 0.33282 | 0.21033 | 0.097111 | -0.055688 | -0.076389 | -0.029564 | 0.0081319 | 0.039949 | 0.032361 | 0.55906
0.00893 | 2.8054 | 0.32986 | #VALUE! | #VALUE! | #VALUE! | #VALUE! | #VALUE! | #VALUE! | #VALUE! | #VALUE! | #VALUE! | 0.00893 | 2.8054 | 0.32986 | 0.21072 | 0.099305 | -0.052785 | -0.075355 | -0.032309 | 0.0051743 | 0.0397 | 0.034106 | 0.55841
0.00894 | 2.8086 | 0.32689 | #VALUE! | #VALUE! | #VALUE! | #VALUE! | #VALUE! | #VALUE! | #VALUE! | #VALUE! | #VALUE! | 0.00894 | 2.8086 | 0.32689 | 0.21106 | 0.10145 | -0.049819 | -0.074196 | -0.034961 | 0.0021984 | 0.039244 | 0.03564 | 0.55751
0.00895 | 2.8117 | 0.32392 | #VALUE! | #VALUE! | #VALUE! | #VALUE! | #VALUE! | #VALUE! | #VALUE! | #VALUE! | #VALUE! | 0.00895 | 2.8117 | 0.32392 | 0.21135 | 0.10355 | -0.046793 | -0.072912 | -0.037515 | -0.00078537 | 0.038582 | 0.036955 | 0.55634
0.00896 | 2.8149 | 0.32094 | #VALUE! | #VALUE! | #VALUE! | #VALUE! | #VALUE! | #VALUE! | #VALUE! | #VALUE! | #VALUE! | 0.00896 | 2.8149 | 0.32094 | 0.21158 | 0.1056 | -0.043712 | -0.071507 | -0.039961 | -0.0037663 | 0.03772 | 0.038042 | 0.55494
0.00897 | 2.818 | 0.31797 | #VALUE! | #VALUE! | #VALUE! | #VALUE! | #VALUE! | #VALUE! | #VALUE! | #VALUE! | #VALUE! | 0.00897 | 2.818 | 0.31797 | 0.21176 | 0.10759 | -0.040578 | -0.069983 | -0.042293 | -0.0067339 | 0.03666 | 0.038895 | 0.55329
0.00898 | 2.8212 | 0.31499 | #VALUE! | #VALUE! | #VALUE! | #VALUE! | #VALUE! | #VALUE! | #VALUE! | #VALUE! | #VALUE! | 0.00898 | 2.8212 | 0.31499 | 0.2119 | 0.10953 | -0.037396 | -0.068342 | -0.044505 | -0.0096775 | 0.035409 | 0.039508 | 0.55141
0.00899 | 2.8243 | 0.312 | #VALUE! | #VALUE! | #VALUE! | #VALUE! | #VALUE! | #VALUE! | #VALUE! | #VALUE! | #VALUE! | 0.00899 | 2.8243 | 0.312 | 0.21197 | 0.11143 | -0.034169 | -0.066587 | -0.046589 | -0.012587 | 0.033974 | 0.039877 | 0.54932
0.009 | 2.8274 | 0.30902 | #VALUE! | #VALUE! | #VALUE! | #VALUE! | #VALUE! | #VALUE! | #VALUE! | #VALUE! | #VALUE! | 0.009 | 2.8274 | 0.30902 | 0.212 | 0.11326 | -0.030902 | -0.064721 | -0.048541 | -0.015451 | 0.032361 | 0.04 | 0.54703
0.00901 | 2.8306 | 0.30603 | #VALUE! | #VALUE! | #VALUE! | #VALUE! | #VALUE! | #VALUE! | #VALUE! | #VALUE! | #VALUE! | 0.00901 | 2.8306 | 0.30603 | 0.21197 | 0.11504 | -0.027597 | -0.062747 | -0.050354 | -0.01826 | 0.030579 | 0.039877 | 0.54454
0.00902 | 2.8337 | 0.30304 | #VALUE! | #VALUE! | #VALUE! | #VALUE! | #VALUE! | #VALUE! | #VALUE! | #VALUE! | #VALUE! | 0.00902 | 2.8337 | 0.30304 | 0.2119 | 0.11677 | -0.02426 | -0.060669 | -0.052024 | -0.021004 | 0.028637 | 0.039508 | 0.54189
0.00903 | 2.8369 | 0.30004 | #VALUE! | #VALUE! | #VALUE! | #VALUE! | #VALUE! | #VALUE! | #VALUE! | #VALUE! | #VALUE! | 0.00903 | 2.8369 | 0.30004 | 0.21176 | 0.11844 | -0.020894 | -0.058489 | -0.053546 | -0.023674 | 0.026547 | 0.038895 | 0.53908
0.00904 | 2.84 | 0.29704 | #VALUE! | #VALUE! | #VALUE! | #VALUE! | #VALUE! | #VALUE! | #VALUE! | #VALUE! | #VALUE! | 0.00904 | 2.84 | 0.29704 | 0.21158 | 0.12005 | -0.017502 | -0.056212 | -0.054914 | -0.026259 | 0.024317 | 0.038042 | 0.53615
0.00905 | 2.8431 | 0.29404 | #VALUE! | #VALUE! | #VALUE! | #VALUE! | #VALUE! | #VALUE! | #VALUE! | #VALUE! | #VALUE! | 0.00905 | 2.8431 | 0.29404 | 0.21135 | 0.12161 | -0.01409 | -0.053841 | -0.056127 | -0.02875 | 0.021961 | 0.036955 | 0.5331
0.00906 | 2.8463 | 0.29104 | #VALUE! | #VALUE! | #VALUE! | #VALUE! | #VALUE! | #VALUE! | #VALUE! | #VALUE! | #VALUE! | 0.00906 | 2.8463 | 0.29104 | 0.21106 | 0.1231 | -0.010661 | -0.05138 | -0.057179 | -0.031139 | 0.01949 | 0.03564 | 0.52997
0.00907 | 2.8494 | 0.28803 | #VALUE! | #VALUE! | #VALUE! | #VALUE! | #VALUE! | #VALUE! | #VALUE! | #VALUE! | #VALUE! | 0.00907 | 2.8494 | 0.28803 | 0.21072 | 0.12454 | -0.0072194 | -0.048834 | -0.058068 | -0.033418 | 0.016917 | 0.034106 | 0.52677
0.00908 | 2.8526 | 0.28502 | #VALUE! | #VALUE! | #VALUE! | #VALUE! | #VALUE! | #VALUE! | #VALUE! | #VALUE! | #VALUE! | 0.00908 | 2.8526 | 0.28502 | 0.21033 | 0.12592 | -0.003769 | -0.046206 | -0.058791 | -0.035577 | 0.014256 | 0.032361 | 0.52354
0.00909 | 2.8557 | 0.28201 | #VALUE! | #VALUE! | #VALUE! | #VALUE! | #VALUE! | #VALUE! | #VALUE! | #VALUE! | #VALUE! | 0.00909 | 2.8557 | 0.28201 | 0.20989 | 0.12723 | -0.00031416 | -0.043501 | -0.059347 | -0.037609 | 0.011521 | 0.030416 | 0.52029
0.0091 | 2.8588 | 0.27899 | #VALUE! | #VALUE! | #VALUE! | #VALUE! | #VALUE! | #VALUE! | #VALUE! | #VALUE! | #VALUE! | 0.0091 | 2.8588 | 0.27899 | 0.20939 | 0.12849 | 0.0031411 | -0.040723 | -0.059734 | -0.039508 | 0.0087257 | 0.028284 | 0.51705
0.00911 | 2.862 | 0.27597 | #VALUE! | #VALUE! | #VALUE! | #VALUE! | #VALUE! | #VALUE! | #VALUE! | #VALUE! | #VALUE! | 0.00911 | 2.862 | 0.27597 | 0.20884 | 0.12968 | 0.0065926 | -0.037878 | -0.05995 | -0.041266 | 0.0058848 | 0.025978 | 0.51386
0.00912 | 2.8651 | 0.27295 | #VALUE! | #VALUE! | #VALUE! | #VALUE! | #VALUE! | #VALUE! | #VALUE! | #VALUE! | #VALUE! | 0.00912 | 2.8651 | 0.27295 | 0.20824 | 0.13081 | 0.010036 | -0.034969 | -0.059995 | -0.042876 | 0.0030131 | 0.023511 | 0.51072
0.00913 | 2.8683 | 0.26993 | #VALUE! | #VALUE! | #VALUE! | #VALUE! | #VALUE! | #VALUE! | #VALUE! | #VALUE! | #VALUE! | 0.00913 | 2.8683 | 0.26993 | 0.2076 | 0.13187 | 0.013468 | -0.032002 | -0.059869 | -0.044334 | 0.00012566 | 0.0209 | 0.50768
0.00914 | 2.8714 | 0.2669 | #VALUE! | #VALUE! | #VALUE! | #VALUE! | #VALUE! | #VALUE! | #VALUE! | #VALUE! | #VALUE! | 0.00914 | 2.8714 | 0.2669 | 0.20689 | 0.13287 | 0.016883 | -0.028982 | -0.059573 | -0.045635 | -0.0027624 | 0.01816 | 0.50476
0.00915 | 2.8746 | 0.26387 | #VALUE! | #VALUE! | #VALUE! | #VALUE! | #VALUE! | #VALUE! | #VALUE! | #VALUE! | #VALUE! | 0.00915 | 2.8746 | 0.26387 | 0.20614 | 0.13381 | 0.020279 | -0.025913 | -0.059107 | -0.046772 | -0.005636 | 0.015307 | 0.50198
0.00916 | 2.8777 | 0.26084 | #VALUE! | #VALUE! | #VALUE! | #VALUE! | #VALUE! | #VALUE! | #VALUE! | #VALUE! | #VALUE! | 0.00916 | 2.8777 | 0.26084 | 0.20534 | 0.13468 | 0.02365 | -0.022802 | -0.058472 | -0.047743 | -0.0084803 | 0.012361 | 0.49938
0.00917 | 2.8808 | 0.25781 | #VALUE! | #VALUE! | #VALUE! | #VALUE! | #VALUE! | #VALUE! | #VALUE! | #VALUE! | #VALUE! | 0.00917 | 2.8808 | 0.25781 | 0.20449 | 0.13549 | 0.026993 | -0.019652 | -0.05767 | -0.048544 | -0.01128 | 0.0093378 | 0.49697
0.00918 | 2.884 | 0.25477 | #VALUE! | #VALUE! | #VALUE! | #VALUE! | #VALUE! | #VALUE! | #VALUE! | #VALUE! | #VALUE! | 0.00918 | 2.884 | 0.25477 | 0.20358 | 0.13623 | 0.030304 | -0.016469 | -0.056704 | -0.049172 | -0.014021 | 0.0062574 | 0.49478
0.00919 | 2.8871 | 0.25173 | #VALUE! | #VALUE! | #VALUE! | #VALUE! | #VALUE! | #VALUE! | #VALUE! | #VALUE! | #VALUE! | 0.00919 | 2.8871 | 0.25173 | 0.20263 | 0.13691 | 0.033578 | -0.013259 | -0.055576 | -0.049625 | -0.016689 | 0.0031384 | 0.49284
0.0092 | 2.8903 | 0.24869 | #VALUE! | #VALUE! | #VALUE! | #VALUE! | #VALUE! | #VALUE! | #VALUE! | #VALUE! | #VALUE! | 0.0092 | 2.8903 | 0.24869 | 0.20162 | 0.13752 | 0.036812 | -0.010027 | -0.05429 | -0.049901 | -0.01927 | 6.5056e-14 | 0.49116
0.00921 | 2.8934 | 0.24565 | #VALUE! | #VALUE! | #VALUE! | #VALUE! | #VALUE! | #VALUE! | #VALUE! | #VALUE! | #VALUE! | 0.00921 | 2.8934 | 0.24565 | 0.20057 | 0.13806 | 0.040003 | -0.0067777 | -0.052848 | -0.05 | -0.02175 | -0.0031384 | 0.48977
0.00922 | 2.8965 | 0.2426 | #VALUE! | #VALUE! | #VALUE! | #VALUE! | #VALUE! | #VALUE! | #VALUE! | #VALUE! | #VALUE! | 0.00922 | 2.8965 | 0.2426 | 0.19947 | 0.13854 | 0.043146 | -0.0035174 | -0.051257 | -0.04992 | -0.024117 | -0.0062574 | 0.48868
0.00923 | 2.8997 | 0.23955 | #VALUE! | #VALUE! | #VALUE! | #VALUE! | #VALUE! | #VALUE! | #VALUE! | #VALUE! | #VALUE! | 0.00923 | 2.8997 | 0.23955 | 0.19831 | 0.13895 | 0.046237 | -0.00025133 | -0.049519 | -0.049663 | -0.026358 | -0.0093378 | 0.48792
0.00924 | 2.9028 | 0.2365 | #VALUE! | #VALUE! | #VALUE! | #VALUE! | #VALUE! | #VALUE! | #VALUE! | #VALUE! | #VALUE! | 0.00924 | 2.9028 | 0.2365 | 0.19711 | 0.13929 | 0.049273 | 0.0030152 | -0.047639 | -0.049228 | -0.028461 | -0.012361 | 0.4875
0.00925 | 2.906 | 0.23345 | #VALUE! | #VALUE! | #VALUE! | #VALUE! | #VALUE! | #VALUE! | #VALUE! | #VALUE! | #VALUE! | 0.00925 | 2.906 | 0.23345 | 0.19586 | 0.13957 | 0.05225 | 0.0062767 | -0.045624 | -0.048618 | -0.030416 | -0.015307 | 0.48744
0.00926 | 2.9091 | 0.23039 | #VALUE! | #VALUE! | #VALUE! | #VALUE! | #VALUE! | #VALUE! | #VALUE! | #VALUE! | #VALUE! | 0.00926 | 2.9091 | 0.23039 | 0.19456 | 0.13978 | 0.055165 | 0.0095278 | -0.043479 | -0.047836 | -0.032212 | -0.01816 | 0.48774
0.00927 | 2.9123 | 0.22733 | #VALUE! | #VALUE! | #VALUE! | #VALUE! | #VALUE! | #VALUE! | #VALUE! | #VALUE! | #VALUE! | 0.00927 | 2.9123 | 0.22733 | 0.19322 | 0.13992 | 0.058013 | 0.012763 | -0.04121 | -0.046882 | -0.03384 | -0.0209 | 0.48841
0.00928 | 2.9154 | 0.22427 | #VALUE! | #VALUE! | #VALUE! | #VALUE! | #VALUE! | #VALUE! | #VALUE! | #VALUE! | #VALUE! | 0.00928 | 2.9154 | 0.22427 | 0.19182 | 0.13999 | 0.060793 | 0.015977 | -0.038823 | -0.045762 | -0.035292 | -0.023511 | 0.48946
0.00929 | 2.9185 | 0.22121 | #VALUE! | #VALUE! | #VALUE! | #VALUE! | #VALUE! | #VALUE! | #VALUE! | #VALUE! | #VALUE! | 0.00929 | 2.9185 | 0.22121 | 0.19038 | 0.13999 | 0.0635 | 0.019164 | -0.036326 | -0.044479 | -0.036559 | -0.025978 | 0.49091
0.0093 | 2.9217 | 0.21814 | #VALUE! | #VALUE! | #VALUE! | #VALUE! | #VALUE! | #VALUE! | #VALUE! | #VALUE! | #VALUE! | 0.0093 | 2.9217 | 0.21814 | 0.18889 | 0.13993 | 0.066131 | 0.022319 | -0.033725 | -0.043037 | -0.037635 | -0.028284 | 0.49274
0.00931 | 2.9248 | 0.21508 | #VALUE! | #VALUE! | #VALUE! | #VALUE! | #VALUE! | #VALUE! | #VALUE! | #VALUE! | #VALUE! | 0.00931 | 2.9248 | 0.21508 | 0.18736 | 0.1398 | 0.068683 | 0.025437 | -0.031028 | -0.041442 | -0.038515 | -0.030416 | 0.49495
0.00932 | 2.928 | 0.21201 | #VALUE! | #VALUE! | #VALUE! | #VALUE! | #VALUE! | #VALUE! | #VALUE! | #VALUE! | #VALUE! | 0.00932 | 2.928 | 0.21201 | 0.18578 | 0.1396 | 0.071154 | 0.028513 | -0.028242 | -0.0397 | -0.039194 | -0.032361 | 0.49756
0.00933 | 2.9311 | 0.20894 | #VALUE! | #VALUE! | #VALUE! | #VALUE! | #VALUE! | #VALUE! | #VALUE! | #VALUE! | #VALUE! | 0.00933 | 2.9311 | 0.20894 | 0.18415 | 0.13934 | 0.073539 | 0.031541 | -0.025376 | -0.037816 | -0.039669 | -0.034106 | 0.50054
0.00934 | 2.9342 | 0.20586 | #VALUE! | #VALUE! | #VALUE! | #VALUE! | #VALUE! | #VALUE! | #VALUE! | #VALUE! | #VALUE! | 0.00934 | 2.9342 | 0.20586 | 0.18248 | 0.139 | 0.075836 | 0.034516 | -0.022438 | -0.035797 | -0.039936 | -0.03564 | 0.50389
0.00935 | 2.9374 | 0.20279 | #VALUE! | #VALUE! | #VALUE! | #VALUE! | #VALUE! | #VALUE! | #VALUE! | #VALUE! | #VALUE! | 0.00935 | 2.9374 | 0.20279 | 0.18076 | 0.1386 | 0.078043 | 0.037434 | -0.019435 | -0.033651 | -0.039995 | -0.036955 | 0.50759
0.00936 | 2.9405 | 0.19971 | #VALUE! | #VALUE! | #VALUE! | #VALUE! | #VALUE! | #VALUE! | #VALUE! | #VALUE! | #VALUE! | 0.00936 | 2.9405 | 0.19971 | 0.179 | 0.13814 | 0.080157 | 0.04029 | -0.016377 | -0.031385 | -0.039845 | -0.038042 | 0.51164
0.00937 | 2.9437 | 0.19663 | #VALUE! | #VALUE! | #VALUE! | #VALUE! | #VALUE! | #VALUE! | #VALUE! | #VALUE! | #VALUE! | 0.00937 | 2.9437 | 0.19663 | 0.17719 | 0.1376 | 0.082175 | 0.043078 | -0.013272 | -0.029007 | -0.039488 | -0.038895 | 0.51601
0.00938 | 2.9468 | 0.19355 | #VALUE! | #VALUE! | #VALUE! | #VALUE! | #VALUE! | #VALUE! | #VALUE! | #VALUE! | #VALUE! | 0.00938 | 2.9468 | 0.19355 | 0.17534 | 0.137 | 0.084094 | 0.045795 | -0.01013 | -0.026526 | -0.038924 | -0.039508 | 0.52069
0.00939 | 2.95 | 0.19047 | #VALUE! | #VALUE! | #VALUE! | #VALUE! | #VALUE! | #VALUE! | #VALUE! | #VALUE! | #VALUE! | 0.00939 | 2.95 | 0.19047 | 0.17345 | 0.13633 | 0.085914 | 0.048435 | -0.0069586 | -0.02395 | -0.038157 | -0.039877 | 0.52565
0.0094 | 2.9531 | 0.18738 | #VALUE! | #VALUE! | #VALUE! | #VALUE! | #VALUE! | #VALUE! | #VALUE! | #VALUE! | #VALUE! | 0.0094 | 2.9531 | 0.18738 | 0.17151 | 0.1356 | 0.087631 | 0.050994 | -0.0037674 | -0.021289 | -0.037191 | -0.04 | 0.53087
0.00941 | 2.9562 | 0.18429 | #VALUE! | #VALUE! | #VALUE! | #VALUE! | #VALUE! | #VALUE! | #VALUE! | #VALUE! | #VALUE! | 0.00941 | 2.9562 | 0.18429 | 0.16953 | 0.1348 | 0.089243 | 0.053468 | -0.00056548 | -0.018552 | -0.036031 | -0.039877 | 0.53632
0.00942 | 2.9594 | 0.18121 | #VALUE! | #VALUE! | #VALUE! | #VALUE! | #VALUE! | #VALUE! | #VALUE! | #VALUE! | #VALUE! | 0.00942 | 2.9594 | 0.18121 | 0.16751 | 0.13394 | 0.090748 | 0.055853 | 0.0026381 | -0.015749 | -0.034683 | -0.039508 | 0.54196
0.00943 | 2.9625 | 0.17812 | #VALUE! | #VALUE! | #VALUE! | #VALUE! | #VALUE! | #VALUE! | #VALUE! | #VALUE! | #VALUE! | 0.00943 | 2.9625 | 0.17812 | 0.16545 | 0.13301 | 0.092146 | 0.058145 | 0.0058341 | -0.01289 | -0.033154 | -0.038895 | 0.54776
0.00944 | 2.9657 | 0.17502 | #VALUE! | #VALUE! | #VALUE! | #VALUE! | #VALUE! | #VALUE! | #VALUE! | #VALUE! | #VALUE! | 0.00944 | 2.9657 | 0.17502 | 0.16335 | 0.13202 | 0.093433 | 0.06034 | 0.0090135 | -0.0099855 | -0.031452 | -0.038042 | 0.5537
0.00945 | 2.9688 | 0.17193 | #VALUE! | #VALUE! | #VALUE! | #VALUE! | #VALUE! | #VALUE! | #VALUE! | #VALUE! | #VALUE! | 0.00945 | 2.9688 | 0.17193 | 0.16121 | 0.13096 | 0.094609 | 0.062434 | 0.012167 | -0.0070451 | -0.029585 | -0.036955 | 0.55972
0.00946 | 2.9719 | 0.16883 | #VALUE! | #VALUE! | #VALUE! | #VALUE! | #VALUE! | #VALUE! | #VALUE! | #VALUE! | #VALUE! | 0.00946 | 2.9719 | 0.16883 | 0.15902 | 0.12984 | 0.095671 | 0.064425 | 0.015286 | -0.0040795 | -0.027565 | -0.03564 | 0.5658
0.00947 | 2.9751 | 0.16574 | #VALUE! | #VALUE! | #VALUE! | #VALUE! | #VALUE! | #VALUE! | #VALUE! | #VALUE! | #VALUE! | 0.00947 | 2.9751 | 0.16574 | 0.1568 | 0.12866 | 0.09662 | 0.066307 | 0.018362 | -0.0010995 | -0.0254 | -0.034106 | 0.57188
0.00948 | 2.9782 | 0.16264 | #VALUE! | #VALUE! | #VALUE! | #VALUE! | #VALUE! | #VALUE! | #VALUE! | #VALUE! | #VALUE! | 0.00948 | 2.9782 | 0.16264 | 0.15454 | 0.12741 | 0.097453 | 0.06808 | 0.021385 | 0.0018845 | -0.023103 | -0.032361 | 0.57793
0.00949 | 2.9814 | 0.15954 | #VALUE! | #VALUE! | #VALUE! | #VALUE! | #VALUE! | #VALUE! | #VALUE! | #VALUE! | #VALUE! | 0.00949 | 2.9814 | 0.15954 | 0.15224 | 0.12611 | 0.098169 | 0.069738 | 0.024347 | 0.0048618 | -0.020685 | -0.030416 | 0.5839
0.0095 | 2.9845 | 0.15643 | #VALUE! | #VALUE! | #VALUE! | #VALUE! | #VALUE! | #VALUE! | #VALUE! | #VALUE! | #VALUE! | 0.0095 | 2.9845 | 0.15643 | 0.14991 | 0.12474 | 0.098769 | 0.071281 | 0.027239 | 0.0078217 | -0.01816 | -0.028284 | 0.58975
0.00951 | 2.9877 | 0.15333 | #VALUE! | #VALUE! | #VALUE! | #VALUE! | #VALUE! | #VALUE! | #VALUE! | #VALUE! | #VALUE! | 0.00951 | 2.9877 | 0.15333 | 0.14753 | 0.12331 | 0.09925 | 0.072704 | 0.030054 | 0.010754 | -0.015539 | -0.025978 | 0.59542
0.00952 | 2.9908 | 0.15023 | #VALUE! | #VALUE! | #VALUE! | #VALUE! | #VALUE! | #VALUE! | #VALUE! | #VALUE! | #VALUE! | 0.00952 | 2.9908 | 0.15023 | 0.14512 | 0.12183 | 0.099613 | 0.074006 | 0.032784 | 0.013648 | -0.012838 | -0.023511 | 0.60088
0.00953 | 2.9939 | 0.14712 | #VALUE! | #VALUE! | #VALUE! | #VALUE! | #VALUE! | #VALUE! | #VALUE! | #VALUE! | #VALUE! | 0.00953 | 2.9939 | 0.14712 | 0.14268 | 0.12028 | 0.099857 | 0.075185 | 0.035419 | 0.016493 | -0.010069 | -0.0209 | 0.60606
0.00954 | 2.9971 | 0.14401 | #VALUE! | #VALUE! | #VALUE! | #VALUE! | #VALUE! | #VALUE! | #VALUE! | #VALUE! | #VALUE! | 0.00954 | 2.9971 | 0.14401 | 0.1402 | 0.11867 | 0.099982 | 0.076238 | 0.037954 | 0.019279 | -0.0072482 | -0.01816 | 0.61093
0.00955 | 3.0002 | 0.1409 | #VALUE! | #VALUE! | #VALUE! | #VALUE! | #VALUE! | #VALUE! | #VALUE! | #VALUE! | #VALUE! | 0.00955 | 3.0002 | 0.1409 | 0.13768 | 0.11701 | 0.099988 | 0.077165 | 0.040381 | 0.021997 | -0.0043894 | -0.015307 | 0.61543
0.00956 | 3.0034 | 0.13779 | #VALUE! | #VALUE! | #VALUE! | #VALUE! | #VALUE! | #VALUE! | #VALUE! | #VALUE! | #VALUE! | 0.00956 | 3.0034 | 0.13779 | 0.13513 | 0.11529 | 0.099874 | 0.077962 | 0.042692 | 0.024636 | -0.0015076 | -0.012361 | 0.61951
0.00957 | 3.0065 | 0.13468 | #VALUE! | #VALUE! | #VALUE! | #VALUE! | #VALUE! | #VALUE! | #VALUE! | #VALUE! | #VALUE! | 0.00957 | 3.0065 | 0.13468 | 0.13255 | 0.11352 | 0.09964 | 0.07863 | 0.044882 | 0.027188 | 0.001382 | -0.0093378 | 0.62313
0.00958 | 3.0096 | 0.13156 | #VALUE! | #VALUE! | #VALUE! | #VALUE! | #VALUE! | #VALUE! | #VALUE! | #VALUE! | #VALUE! | 0.00958 | 3.0096 | 0.13156 | 0.12994 | 0.11169 | 0.099288 | 0.079166 | 0.046943 | 0.029643 | 0.0042644 | -0.0062574 | 0.62624
0.00959 | 3.0128 | 0.12845 | #VALUE! | #VALUE! | #VALUE! | #VALUE! | #VALUE! | #VALUE! | #VALUE! | #VALUE! | #VALUE! | 0.00959 | 3.0128 | 0.12845 | 0.12729 | 0.10981 | 0.098817 | 0.07957 | 0.048871 | 0.031992 | 0.0071246 | -0.0031384 | 0.62878
0.0096 | 3.0159 | 0.12533 | #VALUE! | #VALUE! | #VALUE! | #VALUE! | #VALUE! | #VALUE! | #VALUE! | #VALUE! | #VALUE! | 0.0096 | 3.0159 | 0.12533 | 0.12461 | 0.10787 | 0.098229 | 0.079842 | 0.05066 | 0.034227 | 0.0099476 | -7.0035e-14 | 0.63072
0.00961 | 3.0191 | 0.12222 | #VALUE! | #VALUE! | #VALUE! | #VALUE! | #VALUE! | #VALUE! | #VALUE! | #VALUE! | #VALUE! | 0.00961 | 3.0191 | 0.12222 | 0.1219 | 0.10588 | 0.097523 | 0.079981 | 0.052304 | 0.036341 | 0.012719 | 0.0031384 | 0.63201
0.00962 | 3.0222 | 0.1191 | #VALUE! | #VALUE! | #VALUE! | #VALUE! | #VALUE! | #VALUE! | #VALUE! | #VALUE! | #VALUE! | 0.00962 | 3.0222 | 0.1191 | 0.11916 | 0.10384 | 0.0967 | 0.079986 | 0.053798 | 0.038325 | 0.015423 | 0.0062574 | 0.63259
0.00963 | 3.0254 | 0.11598 | #VALUE! | #VALUE! | #VALUE! | #VALUE! | #VALUE! | #VALUE! | #VALUE! | #VALUE! | #VALUE! | 0.00963 | 3.0254 | 0.11598 | 0.11639 | 0.10175 | 0.095762 | 0.079858 | 0.05514 | 0.040172 | 0.018048 | 0.0093378 | 0.63244
0.00964 | 3.0285 | 0.11286 | #VALUE! | #VALUE! | #VALUE! | #VALUE! | #VALUE! | #VALUE! | #VALUE! | #VALUE! | #VALUE! | 0.00964 | 3.0285 | 0.11286 | 0.1136 | 0.099615 | 0.09471 | 0.079596 | 0.056324 | 0.041876 | 0.020578 | 0.012361 | 0.63151
0.00965 | 3.0316 | 0.10973 | #VALUE! | #VALUE! | #VALUE! | #VALUE! | #VALUE! | #VALUE! | #VALUE! | #VALUE! | #VALUE! | 0.00965 | 3.0316 | 0.10973 | 0.11077 | 0.097428 | 0.093544 | 0.079202 | 0.057348 | 0.043432 | 0.023 | 0.015307 | 0.62976
0.00966 | 3.0348 | 0.10661 | #VALUE! | #VALUE! | #VALUE! | #VALUE! | #VALUE! | #VALUE! | #VALUE! | #VALUE! | #VALUE! | 0.00966 | 3.0348 | 0.10661 | 0.10792 | 0.095193 | 0.092267 | 0.078676 | 0.058208 | 0.044832 | 0.025303 | 0.01816 | 0.62717
0.00967 | 3.0379 | 0.10349 | #VALUE! | #VALUE! | #VALUE! | #VALUE! | #VALUE! | #VALUE! | #VALUE! | #VALUE! | #VALUE! | 0.00967 | 3.0379 | 0.10349 | 0.10504 | 0.092913 | 0.09088 | 0.078018 | 0.058902 | 0.046073 | 0.027473 | 0.0209 | 0.62368
0.00968 | 3.0411 | 0.10036 | #VALUE! | #VALUE! | #VALUE! | #VALUE! | #VALUE! | #VALUE! | #VALUE! | #VALUE! | #VALUE! | 0.00968 | 3.0411 | 0.10036 | 0.10213 | 0.090588 | 0.089384 | 0.077231 | 0.059428 | 0.04715 | 0.029501 | 0.023511 | 0.61929
0.00969 | 3.0442 | 0.097235 | #VALUE! | #VALUE! | #VALUE! | #VALUE! | #VALUE! | #VALUE! | #VALUE! | #VALUE! | #VALUE! | 0.00969 | 3.0442 | 0.097235 | 0.099201 | 0.088219 | 0.087782 | 0.076314 | 0.059784 | 0.048058 | 0.031374 | 0.025978 | 0.61395
0.0097 | 3.0473 | 0.094108 | #VALUE! | #VALUE! | #VALUE! | #VALUE! | #VALUE! | #VALUE! | #VALUE! | #VALUE! | #VALUE! | 0.0097 | 3.0473 | 0.094108 | 0.096246 | 0.085807 | 0.086074 | 0.07527 | 0.05997 | 0.048796 | 0.033083 | 0.028284 | 0.60764
0.00971 | 3.0505 | 0.09098 | #VALUE! | #VALUE! | #VALUE! | #VALUE! | #VALUE! | #VALUE! | #VALUE! | #VALUE! | #VALUE! | 0.00971 | 3.0505 | 0.09098 | 0.093267 | 0.083354 | 0.084264 | 0.074101 | 0.059985 | 0.04936 | 0.03462 | 0.030416 | 0.60035
0.00972 | 3.0536 | 0.087851 | #VALUE! | #VALUE! | #VALUE! | #VALUE! | #VALUE! | #VALUE! | #VALUE! | #VALUE! | #VALUE! | 0.00972 | 3.0536 | 0.087851 | 0.090265 | 0.08086 | 0.082353 | 0.072808 | 0.05983 | 0.049748 | 0.035976 | 0.032361 | 0.59205
0.00973 | 3.0568 | 0.084721 | #VALUE! | #VALUE! | #VALUE! | #VALUE! | #VALUE! | #VALUE! | #VALUE! | #VALUE! | #VALUE! | 0.00973 | 3.0568 | 0.084721 | 0.087241 | 0.078328 | 0.080344 | 0.071394 | 0.059503 | 0.049958 | 0.037145 | 0.034106 | 0.58274
0.00974 | 3.0599 | 0.081591 | #VALUE! | #VALUE! | #VALUE! | #VALUE! | #VALUE! | #VALUE! | #VALUE! | #VALUE! | #VALUE! | 0.00974 | 3.0599 | 0.081591 | 0.084195 | 0.075757 | 0.078239 | 0.069861 | 0.059007 | 0.049991 | 0.038119 | 0.03564 | 0.5724
0.00975 | 3.0631 | 0.078459 | #VALUE! | #VALUE! | #VALUE! | #VALUE! | #VALUE! | #VALUE! | #VALUE! | #VALUE! | #VALUE! | 0.00975 | 3.0631 | 0.078459 | 0.081129 | 0.07315 | 0.076041 | 0.068211 | 0.058342 | 0.049846 | 0.038895 | 0.036955 | 0.56103
0.00976 | 3.0662 | 0.075327 | #VALUE! | #VALUE! | #VALUE! | #VALUE! | #VALUE! | #VALUE! | #VALUE! | #VALUE! | #VALUE! | 0.00976 | 3.0662 | 0.075327 | 0.078042 | 0.070507 | 0.073751 | 0.066448 | 0.057511 | 0.049523 | 0.039467 | 0.038042 | 0.54862
0.00977 | 3.0693 | 0.072194 | #VALUE! | #VALUE! | #VALUE! | #VALUE! | #VALUE! | #VALUE! | #VALUE! | #VALUE! | #VALUE! | 0.00977 | 3.0693 | 0.072194 | 0.074937 | 0.067831 | 0.071374 | 0.064573 | 0.056516 | 0.049024 | 0.039834 | 0.038895 | 0.53518
0.00978 | 3.0725 | 0.06906 | #VALUE! | #VALUE! | #VALUE! | #VALUE! | #VALUE! | #VALUE! | #VALUE! | #VALUE! | #VALUE! | 0.00978 | 3.0725 | 0.06906 | 0.071812 | 0.065121 | 0.068911 | 0.062591 | 0.05536 | 0.04835 | 0.039993 | 0.039508 | 0.52071
0.00979 | 3.0756 | 0.065926 | #VALUE! | #VALUE! | #VALUE! | #VALUE! | #VALUE! | #VALUE! | #VALUE! | #VALUE! | #VALUE! | 0.00979 | 3.0756 | 0.065926 | 0.06867 | 0.06238 | 0.066367 | 0.060505 | 0.054046 | 0.047504 | 0.039943 | 0.039877 | 0.50522
0.0098 | 3.0788 | 0.062791 | #VALUE! | #VALUE! | #VALUE! | #VALUE! | #VALUE! | #VALUE! | #VALUE! | #VALUE! | #VALUE! | 0.0098 | 3.0788 | 0.062791 | 0.065512 | 0.059609 | 0.063742 | 0.058317 | 0.052578 | 0.046489 | 0.039685 | 0.04 | 0.48872
0.00981 | 3.0819 | 0.059655 | #VALUE! | #VALUE! | #VALUE! | #VALUE! | #VALUE! | #VALUE! | #VALUE! | #VALUE! | #VALUE! | 0.00981 | 3.0819 | 0.059655 | 0.062337 | 0.056809 | 0.061042 | 0.056033 | 0.05096 | 0.045308 | 0.039219 | 0.039877 | 0.47124
0.00982 | 3.085 | 0.056519 | #VALUE! | #VALUE! | #VALUE! | #VALUE! | #VALUE! | #VALUE! | #VALUE! | #VALUE! | #VALUE! | 0.00982 | 3.085 | 0.056519 | 0.059146 | 0.053982 | 0.058269 | 0.053655 | 0.049197 | 0.043966 | 0.038549 | 0.039508 | 0.45279
0.00983 | 3.0882 | 0.053382 | #VALUE! | #VALUE! | #VALUE! | #VALUE! | #VALUE! | #VALUE! | #VALUE! | #VALUE! | #VALUE! | 0.00983 | 3.0882 | 0.053382 | 0.055941 | 0.051128 | 0.055426 | 0.051187 | 0.047294 | 0.042467 | 0.037678 | 0.038895 | 0.4334
0.00984 | 3.0913 | 0.050244 | #VALUE! | #VALUE! | #VALUE! | #VALUE! | #VALUE! | #VALUE! | #VALUE! | #VALUE! | #VALUE! | 0.00984 | 3.0913 | 0.050244 | 0.052722 | 0.04825 | 0.052517 | 0.048634 | 0.045255 | 0.040817 | 0.03661 | 0.038042 | 0.41309
0.00985 | 3.0945 | 0.047106 | #VALUE! | #VALUE! | #VALUE! | #VALUE! | #VALUE! | #VALUE! | #VALUE! | #VALUE! | #VALUE! | 0.00985 | 3.0945 | 0.047106 | 0.04949 | 0.045348 | 0.049546 | 0.046 | 0.043088 | 0.039022 | 0.035351 | 0.036955 | 0.39191
0.00986 | 3.0976 | 0.043968 | #VALUE! | #VALUE! | #VALUE! | #VALUE! | #VALUE! | #VALUE! | #VALUE! | #VALUE! | #VALUE! | 0.00986 | 3.0976 | 0.043968 | 0.046246 | 0.042425 | 0.046515 | 0.04329 | 0.040797 | 0.037087 | 0.033907 | 0.03564 | 0.36988
0.00987 | 3.1008 | 0.040829 | #VALUE! | #VALUE! | #VALUE! | #VALUE! | #VALUE! | #VALUE! | #VALUE! | #VALUE! | #VALUE! | 0.00987 | 3.1008 | 0.040829 | 0.042991 | 0.039481 | 0.043429 | 0.040507 | 0.03839 | 0.035021 | 0.032287 | 0.034106 | 0.34704
0.00988 | 3.1039 | 0.03769 | #VALUE! | #VALUE! | #VALUE! | #VALUE! | #VALUE! | #VALUE! | #VALUE! | #VALUE! | #VALUE! | 0.00988 | 3.1039 | 0.03769 | 0.039725 | 0.036518 | 0.040291 | 0.037656 | 0.035874 | 0.032829 | 0.030498 | 0.032361 | 0.32344
0.00989 | 3.107 | 0.034551 | #VALUE! | #VALUE! | #VALUE! | #VALUE! | #VALUE! | #VALUE! | #VALUE! | #VALUE! | #VALUE! | 0.00989 | 3.107 | 0.034551 | 0.036449 | 0.033537 | 0.037104 | 0.034743 | 0.033256 | 0.030521 | 0.02855 | 0.030416 | 0.29913
0.0099 | 3.1102 | 0.031411 | #VALUE! | #VALUE! | #VALUE! | #VALUE! | #VALUE! | #VALUE! | #VALUE! | #VALUE! | #VALUE! | 0.0099 | 3.1102 | 0.031411 | 0.033164 | 0.03054 | 0.033874 | 0.031772 | 0.030542 | 0.028104 | 0.026452 | 0.028284 | 0.27414
0.00991 | 3.1133 | 0.028271 | #VALUE! | #VALUE! | #VALUE! | #VALUE! | #VALUE! | #VALUE! | #VALUE! | #VALUE! | #VALUE! | 0.00991 | 3.1133 | 0.028271 | 0.029871 | 0.027528 | 0.030603 | 0.028748 | 0.027742 | 0.025587 | 0.024217 | 0.025978 | 0.24854
0.00992 | 3.1165 | 0.02513 | #VALUE! | #VALUE! | #VALUE! | #VALUE! | #VALUE! | #VALUE! | #VALUE! | #VALUE! | #VALUE! | 0.00992 | 3.1165 | 0.02513 | 0.026571 | 0.024503 | 0.027295 | 0.025675 | 0.024863 | 0.022979 | 0.021856 | 0.023511 | 0.22238
0.00993 | 3.1196 | 0.021989 | #VALUE! | #VALUE! | #VALUE! | #VALUE! | #VALUE! | #VALUE! | #VALUE! | #VALUE! | #VALUE! | 0.00993 | 3.1196 | 0.021989 | 0.023264 | 0.021466 | 0.023955 | 0.022561 | 0.021912 | 0.020289 | 0.01938 | 0.0209 | 0.19572
0.00994 | 3.1227 | 0.018848 | #VALUE! | #VALUE! | #VALUE! | #VALUE! | #VALUE! | #VALUE! | #VALUE! | #VALUE! | #VALUE! | 0.00994 | 3.1227 | 0.018848 | 0.019951 | 0.018419 | 0.020586 | 0.019408 | 0.018899 | 0.017527 | 0.016803 | 0.01816 | 0.1686
0.00995 | 3.1259 | 0.015707 | #VALUE! | #VALUE! | #VALUE! | #VALUE! | #VALUE! | #VALUE! | #VALUE! | #VALUE! | #VALUE! | 0.00995 | 3.1259 | 0.015707 | 0.016633 | 0.015363 | 0.017193 | 0.016223 | 0.015832 | 0.014702 | 0.014139 | 0.015307 | 0.1411
0.00996 | 3.129 | 0.012566 | #VALUE! | #VALUE! | #VALUE! | #VALUE! | #VALUE! | #VALUE! | #VALUE! | #VALUE! | #VALUE! | 0.00996 | 3.129 | 0.012566 | 0.013312 | 0.012299 | 0.013779 | 0.013011 | 0.01272 | 0.011825 | 0.011401 | 0.012361 | 0.11327
0.00997 | 3.1322 | 0.0094246 | #VALUE! | #VALUE! | #VALUE! | #VALUE! | #VALUE! | #VALUE! | #VALUE! | #VALUE! | #VALUE! | 0.00997 | 3.1322 | 0.0094246 | 0.0099866 | 0.0092296 | 0.010349 | 0.0097773 | 0.0095722 | 0.0089058 | 0.008603 | 0.0093378 | 0.085186
0.00998 | 3.1353 | 0.0062831 | #VALUE! | #VALUE! | #VALUE! | #VALUE! | #VALUE! | #VALUE! | #VALUE! | #VALUE! | #VALUE! | 0.00998 | 3.1353 | 0.0062831 | 0.0066591 | 0.0061555 | 0.006906 | 0.0065272 | 0.0063967 | 0.0059549 | 0.0057604 | 0.0062574 | 0.0569
0.00999 | 3.1385 | 0.0031416 | #VALUE! | #VALUE! | #VALUE! | #VALUE! | #VALUE! | #VALUE! | #VALUE! | #VALUE! | #VALUE! | 0.00999 | 3.1385 | 0.0031416 | 0.00333 | 0.0030785 | 0.0034551 | 0.0032663 | 0.0032029 | 0.0029827 | 0.0028878 | 0.0031384 | 0.028483
0.01 | 3.1416 | 7.5618e-14 | #VALUE! | #VALUE! | #VALUE! | #VALUE! | #VALUE! | #VALUE! | #VALUE! | #VALUE! | #VALUE! | 0.01 | 3.1416 | 7.5618e-14 | 7.9966e-14 | 7.423e-14 | 8.2913e-14 | 7.8855e-14 | 7.7077e-14 | 7.1704e-14 | 6.9604e-14 | 7.5582e-14 | 6.8555e-13
0.01001 | 3.1447 | -0.0031416 | #VALUE! | #VALUE! | #VALUE! | #VALUE! | #VALUE! | #VALUE! | #VALUE! | #VALUE! | #VALUE! | 0.01001 | 3.1447 | -0.0031416 | -0.00333 | -0.0030785 | -0.0034551 | -0.0032663 | -0.0032029 | -0.0029827 | -0.0028878 | -0.0031384 | -0.028483
0.01002 | 3.1479 | -0.0062831 | #VALUE! | #VALUE! | #VALUE! | #VALUE! | #VALUE! | #VALUE! | #VALUE! | #VALUE! | #VALUE! | 0.01002 | 3.1479 | -0.0062831 | -0.0066591 | -0.0061555 | -0.006906 | -0.0065272 | -0.0063967 | -0.0059549 | -0.0057604 | -0.0062574 | -0.0569
0.01003 | 3.151 | -0.0094246 | #VALUE! | #VALUE! | #VALUE! | #VALUE! | #VALUE! | #VALUE! | #VALUE! | #VALUE! | #VALUE! | 0.01003 | 3.151 | -0.0094246 | -0.0099866 | -0.0092296 | -0.010349 | -0.0097773 | -0.0095722 | -0.0089058 | -0.008603 | -0.0093378 | -0.085186
0.01004 | 3.1542 | -0.012566 | #VALUE! | #VALUE! | #VALUE! | #VALUE! | #VALUE! | #VALUE! | #VALUE! | #VALUE! | #VALUE! | 0.01004 | 3.1542 | -0.012566 | -0.013312 | -0.012299 | -0.013779 | -0.013011 | -0.01272 | -0.011825 | -0.011401 | -0.012361 | -0.11327
0.01005 | 3.1573 | -0.015707 | #VALUE! | #VALUE! | #VALUE! | #VALUE! | #VALUE! | #VALUE! | #VALUE! | #VALUE! | #VALUE! | 0.01005 | 3.1573 | -0.015707 | -0.016633 | -0.015363 | -0.017193 | -0.016223 | -0.015832 | -0.014702 | -0.014139 | -0.015307 | -0.1411
0.01006 | 3.1604 | -0.018848 | #VALUE! | #VALUE! | #VALUE! | #VALUE! | #VALUE! | #VALUE! | #VALUE! | #VALUE! | #VALUE! | 0.01006 | 3.1604 | -0.018848 | -0.019951 | -0.018419 | -0.020586 | -0.019408 | -0.018899 | -0.017527 | -0.016803 | -0.01816 | -0.1686
0.01007 | 3.1636 | -0.021989 | #VALUE! | #VALUE! | #VALUE! | #VALUE! | #VALUE! | #VALUE! | #VALUE! | #VALUE! | #VALUE! | 0.01007 | 3.1636 | -0.021989 | -0.023264 | -0.021466 | -0.023955 | -0.022561 | -0.021912 | -0.020289 | -0.01938 | -0.0209 | -0.19572
0.01008 | 3.1667 | -0.02513 | #VALUE! | #VALUE! | #VALUE! | #VALUE! | #VALUE! | #VALUE! | #VALUE! | #VALUE! | #VALUE! | 0.01008 | 3.1667 | -0.02513 | -0.026571 | -0.024503 | -0.027295 | -0.025675 | -0.024863 | -0.022979 | -0.021856 | -0.023511 | -0.22238
0.01009 | 3.1699 | -0.028271 | #VALUE! | #VALUE! | #VALUE! | #VALUE! | #VALUE! | #VALUE! | #VALUE! | #VALUE! | #VALUE! | 0.01009 | 3.1699 | -0.028271 | -0.029871 | -0.027528 | -0.030603 | -0.028748 | -0.027742 | -0.025587 | -0.024217 | -0.025978 | -0.24854
0.0101 | 3.173 | -0.031411 | #VALUE! | #VALUE! | #VALUE! | #VALUE! | #VALUE! | #VALUE! | #VALUE! | #VALUE! | #VALUE! | 0.0101 | 3.173 | -0.031411 | -0.033164 | -0.03054 | -0.033874 | -0.031772 | -0.030542 | -0.028104 | -0.026452 | -0.028284 | -0.27414
0.01011 | 3.1762 | -0.034551 | #VALUE! | #VALUE! | #VALUE! | #VALUE! | #VALUE! | #VALUE! | #VALUE! | #VALUE! | #VALUE! | 0.01011 | 3.1762 | -0.034551 | -0.036449 | -0.033537 | -0.037104 | -0.034743 | -0.033256 | -0.030521 | -0.02855 | -0.030416 | -0.29913
0.01012 | 3.1793 | -0.03769 | #VALUE! | #VALUE! | #VALUE! | #VALUE! | #VALUE! | #VALUE! | #VALUE! | #VALUE! | #VALUE! | 0.01012 | 3.1793 | -0.03769 | -0.039725 | -0.036518 | -0.040291 | -0.037656 | -0.035874 | -0.032829 | -0.030498 | -0.032361 | -0.32344
0.01013 | 3.1824 | -0.040829 | #VALUE! | #VALUE! | #VALUE! | #VALUE! | #VALUE! | #VALUE! | #VALUE! | #VALUE! | #VALUE! | 0.01013 | 3.1824 | -0.040829 | -0.042991 | -0.039481 | -0.043429 | -0.040507 | -0.03839 | -0.035021 | -0.032287 | -0.034106 | -0.34704
0.01014 | 3.1856 | -0.043968 | #VALUE! | #VALUE! | #VALUE! | #VALUE! | #VALUE! | #VALUE! | #VALUE! | #VALUE! | #VALUE! | 0.01014 | 3.1856 | -0.043968 | -0.046246 | -0.042425 | -0.046515 | -0.04329 | -0.040797 | -0.037087 | -0.033907 | -0.03564 | -0.36988
0.01015 | 3.1887 | -0.047106 | #VALUE! | #VALUE! | #VALUE! | #VALUE! | #VALUE! | #VALUE! | #VALUE! | #VALUE! | #VALUE! | 0.01015 | 3.1887 | -0.047106 | -0.04949 | -0.045348 | -0.049546 | -0.046 | -0.043088 | -0.039022 | -0.035351 | -0.036955 | -0.39191
0.01016 | 3.1919 | -0.050244 | #VALUE! | #VALUE! | #VALUE! | #VALUE! | #VALUE! | #VALUE! | #VALUE! | #VALUE! | #VALUE! | 0.01016 | 3.1919 | -0.050244 | -0.052722 | -0.04825 | -0.052517 | -0.048634 | -0.045255 | -0.040817 | -0.03661 | -0.038042 | -0.41309
0.01017 | 3.195 | -0.053382 | #VALUE! | #VALUE! | #VALUE! | #VALUE! | #VALUE! | #VALUE! | #VALUE! | #VALUE! | #VALUE! | 0.01017 | 3.195 | -0.053382 | -0.055941 | -0.051128 | -0.055426 | -0.051187 | -0.047294 | -0.042467 | -0.037678 | -0.038895 | -0.4334
0.01018 | 3.1981 | -0.056519 | #VALUE! | #VALUE! | #VALUE! | #VALUE! | #VALUE! | #VALUE! | #VALUE! | #VALUE! | #VALUE! | 0.01018 | 3.1981 | -0.056519 | -0.059146 | -0.053982 | -0.058269 | -0.053655 | -0.049197 | -0.043966 | -0.038549 | -0.039508 | -0.45279
0.01019 | 3.2013 | -0.059655 | #VALUE! | #VALUE! | #VALUE! | #VALUE! | #VALUE! | #VALUE! | #VALUE! | #VALUE! | #VALUE! | 0.01019 | 3.2013 | -0.059655 | -0.062337 | -0.056809 | -0.061042 | -0.056033 | -0.05096 | -0.045308 | -0.039219 | -0.039877 | -0.47124
0.0102 | 3.2044 | -0.062791 | #VALUE! | #VALUE! | #VALUE! | #VALUE! | #VALUE! | #VALUE! | #VALUE! | #VALUE! | #VALUE! | 0.0102 | 3.2044 | -0.062791 | -0.065512 | -0.059609 | -0.063742 | -0.058317 | -0.052578 | -0.046489 | -0.039685 | -0.04 | -0.48872
0.01021 | 3.2076 | -0.065926 | #VALUE! | #VALUE! | #VALUE! | #VALUE! | #VALUE! | #VALUE! | #VALUE! | #VALUE! | #VALUE! | 0.01021 | 3.2076 | -0.065926 | -0.06867 | -0.06238 | -0.066367 | -0.060505 | -0.054046 | -0.047504 | -0.039943 | -0.039877 | -0.50522
0.01022 | 3.2107 | -0.06906 | #VALUE! | #VALUE! | #VALUE! | #VALUE! | #VALUE! | #VALUE! | #VALUE! | #VALUE! | #VALUE! | 0.01022 | 3.2107 | -0.06906 | -0.071812 | -0.065121 | -0.068911 | -0.062591 | -0.05536 | -0.04835 | -0.039993 | -0.039508 | -0.52071
0.01023 | 3.2138 | -0.072194 | #VALUE! | #VALUE! | #VALUE! | #VALUE! | #VALUE! | #VALUE! | #VALUE! | #VALUE! | #VALUE! | 0.01023 | 3.2138 | -0.072194 | -0.074937 | -0.067831 | -0.071374 | -0.064573 | -0.056516 | -0.049024 | -0.039834 | -0.038895 | -0.53518
0.01024 | 3.217 | -0.075327 | #VALUE! | #VALUE! | #VALUE! | #VALUE! | #VALUE! | #VALUE! | #VALUE! | #VALUE! | #VALUE! | 0.01024 | 3.217 | -0.075327 | -0.078042 | -0.070507 | -0.073751 | -0.066448 | -0.057511 | -0.049523 | -0.039467 | -0.038042 | -0.54862
0.01025 | 3.2201 | -0.078459 | #VALUE! | #VALUE! | #VALUE! | #VALUE! | #VALUE! | #VALUE! | #VALUE! | #VALUE! | #VALUE! | 0.01025 | 3.2201 | -0.078459 | -0.081129 | -0.07315 | -0.076041 | -0.068211 | -0.058342 | -0.049846 | -0.038895 | -0.036955 | -0.56103
0.01026 | 3.2233 | -0.081591 | #VALUE! | #VALUE! | #VALUE! | #VALUE! | #VALUE! | #VALUE! | #VALUE! | #VALUE! | #VALUE! | 0.01026 | 3.2233 | -0.081591 | -0.084195 | -0.075757 | -0.078239 | -0.069861 | -0.059007 | -0.049991 | -0.038119 | -0.03564 | -0.5724
0.01027 | 3.2264 | -0.084721 | #VALUE! | #VALUE! | #VALUE! | #VALUE! | #VALUE! | #VALUE! | #VALUE! | #VALUE! | #VALUE! | 0.01027 | 3.2264 | -0.084721 | -0.087241 | -0.078328 | -0.080344 | -0.071394 | -0.059503 | -0.049958 | -0.037145 | -0.034106 | -0.58274
0.01028 | 3.2296 | -0.087851 | #VALUE! | #VALUE! | #VALUE! | #VALUE! | #VALUE! | #VALUE! | #VALUE! | #VALUE! | #VALUE! | 0.01028 | 3.2296 | -0.087851 | -0.090265 | -0.08086 | -0.082353 | -0.072808 | -0.05983 | -0.049748 | -0.035976 | -0.032361 | -0.59205
0.01029 | 3.2327 | -0.09098 | #VALUE! | #VALUE! | #VALUE! | #VALUE! | #VALUE! | #VALUE! | #VALUE! | #VALUE! | #VALUE! | 0.01029 | 3.2327 | -0.09098 | -0.093267 | -0.083354 | -0.084264 | -0.074101 | -0.059985 | -0.04936 | -0.03462 | -0.030416 | -0.60035
0.0103 | 3.2358 | -0.094108 | #VALUE! | #VALUE! | #VALUE! | #VALUE! | #VALUE! | #VALUE! | #VALUE! | #VALUE! | #VALUE! | 0.0103 | 3.2358 | -0.094108 | -0.096246 | -0.085807 | -0.086074 | -0.07527 | -0.05997 | -0.048796 | -0.033083 | -0.028284 | -0.60764
0.01031 | 3.239 | -0.097235 | #VALUE! | #VALUE! | #VALUE! | #VALUE! | #VALUE! | #VALUE! | #VALUE! | #VALUE! | #VALUE! | 0.01031 | 3.239 | -0.097235 | -0.099201 | -0.088219 | -0.087782 | -0.076314 | -0.059784 | -0.048058 | -0.031374 | -0.025978 | -0.61395
0.01032 | 3.2421 | -0.10036 | #VALUE! | #VALUE! | #VALUE! | #VALUE! | #VALUE! | #VALUE! | #VALUE! | #VALUE! | #VALUE! | 0.01032 | 3.2421 | -0.10036 | -0.10213 | -0.090588 | -0.089384 | -0.077231 | -0.059428 | -0.04715 | -0.029501 | -0.023511 | -0.61929
0.01033 | 3.2453 | -0.10349 | #VALUE! | #VALUE! | #VALUE! | #VALUE! | #VALUE! | #VALUE! | #VALUE! | #VALUE! | #VALUE! | 0.01033 | 3.2453 | -0.10349 | -0.10504 | -0.092913 | -0.09088 | -0.078018 | -0.058902 | -0.046073 | -0.027473 | -0.0209 | -0.62368
0.01034 | 3.2484 | -0.10661 | #VALUE! | #VALUE! | #VALUE! | #VALUE! | #VALUE! | #VALUE! | #VALUE! | #VALUE! | #VALUE! | 0.01034 | 3.2484 | -0.10661 | -0.10792 | -0.095193 | -0.092267 | -0.078676 | -0.058208 | -0.044832 | -0.025303 | -0.01816 | -0.62717
0.01035 | 3.2515 | -0.10973 | #VALUE! | #VALUE! | #VALUE! | #VALUE! | #VALUE! | #VALUE! | #VALUE! | #VALUE! | #VALUE! | 0.01035 | 3.2515 | -0.10973 | -0.11077 | -0.097428 | -0.093544 | -0.079202 | -0.057348 | -0.043432 | -0.023 | -0.015307 | -0.62976
0.01036 | 3.2547 | -0.11286 | #VALUE! | #VALUE! | #VALUE! | #VALUE! | #VALUE! | #VALUE! | #VALUE! | #VALUE! | #VALUE! | 0.01036 | 3.2547 | -0.11286 | -0.1136 | -0.099615 | -0.09471 | -0.079596 | -0.056324 | -0.041876 | -0.020578 | -0.012361 | -0.63151
0.01037 | 3.2578 | -0.11598 | #VALUE! | #VALUE! | #VALUE! | #VALUE! | #VALUE! | #VALUE! | #VALUE! | #VALUE! | #VALUE! | 0.01037 | 3.2578 | -0.11598 | -0.11639 | -0.10175 | -0.095762 | -0.079858 | -0.05514 | -0.040172 | -0.018048 | -0.0093378 | -0.63244
0.01038 | 3.261 | -0.1191 | #VALUE! | #VALUE! | #VALUE! | #VALUE! | #VALUE! | #VALUE! | #VALUE! | #VALUE! | #VALUE! | 0.01038 | 3.261 | -0.1191 | -0.11916 | -0.10384 | -0.0967 | -0.079986 | -0.053798 | -0.038325 | -0.015423 | -0.0062574 | -0.63259
0.01039 | 3.2641 | -0.12222 | #VALUE! | #VALUE! | #VALUE! | #VALUE! | #VALUE! | #VALUE! | #VALUE! | #VALUE! | #VALUE! | 0.01039 | 3.2641 | -0.12222 | -0.1219 | -0.10588 | -0.097523 | -0.079981 | -0.052304 | -0.036341 | -0.012719 | -0.0031384 | -0.63201
0.0104 | 3.2673 | -0.12533 | #VALUE! | #VALUE! | #VALUE! | #VALUE! | #VALUE! | #VALUE! | #VALUE! | #VALUE! | #VALUE! | 0.0104 | 3.2673 | -0.12533 | -0.12461 | -0.10787 | -0.098229 | -0.079842 | -0.05066 | -0.034227 | -0.0099476 | -8.0561e-14 | -0.63072
0.01041 | 3.2704 | -0.12845 | #VALUE! | #VALUE! | #VALUE! | #VALUE! | #VALUE! | #VALUE! | #VALUE! | #VALUE! | #VALUE! | 0.01041 | 3.2704 | -0.12845 | -0.12729 | -0.10981 | -0.098817 | -0.07957 | -0.048871 | -0.031992 | -0.0071246 | 0.0031384 | -0.62878
0.01042 | 3.2735 | -0.13156 | #VALUE! | #VALUE! | #VALUE! | #VALUE! | #VALUE! | #VALUE! | #VALUE! | #VALUE! | #VALUE! | 0.01042 | 3.2735 | -0.13156 | -0.12994 | -0.11169 | -0.099288 | -0.079166 | -0.046943 | -0.029643 | -0.0042644 | 0.0062574 | -0.62624
0.01043 | 3.2767 | -0.13468 | #VALUE! | #VALUE! | #VALUE! | #VALUE! | #VALUE! | #VALUE! | #VALUE! | #VALUE! | #VALUE! | 0.01043 | 3.2767 | -0.13468 | -0.13255 | -0.11352 | -0.09964 | -0.07863 | -0.044882 | -0.027188 | -0.001382 | 0.0093378 | -0.62313
0.01044 | 3.2798 | -0.13779 | #VALUE! | #VALUE! | #VALUE! | #VALUE! | #VALUE! | #VALUE! | #VALUE! | #VALUE! | #VALUE! | 0.01044 | 3.2798 | -0.13779 | -0.13513 | -0.11529 | -0.099874 | -0.077962 | -0.042692 | -0.024636 | 0.0015076 | 0.012361 | -0.61951
0.01045 | 3.283 | -0.1409 | #VALUE! | #VALUE! | #VALUE! | #VALUE! | #VALUE! | #VALUE! | #VALUE! | #VALUE! | #VALUE! | 0.01045 | 3.283 | -0.1409 | -0.13768 | -0.11701 | -0.099988 | -0.077165 | -0.040381 | -0.021997 | 0.0043894 | 0.015307 | -0.61543
0.01046 | 3.2861 | -0.14401 | #VALUE! | #VALUE! | #VALUE! | #VALUE! | #VALUE! | #VALUE! | #VALUE! | #VALUE! | #VALUE! | 0.01046 | 3.2861 | -0.14401 | -0.1402 | -0.11867 | -0.099982 | -0.076238 | -0.037954 | -0.019279 | 0.0072482 | 0.01816 | -0.61093
0.01047 | 3.2892 | -0.14712 | #VALUE! | #VALUE! | #VALUE! | #VALUE! | #VALUE! | #VALUE! | #VALUE! | #VALUE! | #VALUE! | 0.01047 | 3.2892 | -0.14712 | -0.14268 | -0.12028 | -0.099857 | -0.075185 | -0.035419 | -0.016493 | 0.010069 | 0.0209 | -0.60606
0.01048 | 3.2924 | -0.15023 | #VALUE! | #VALUE! | #VALUE! | #VALUE! | #VALUE! | #VALUE! | #VALUE! | #VALUE! | #VALUE! | 0.01048 | 3.2924 | -0.15023 | -0.14512 | -0.12183 | -0.099613 | -0.074006 | -0.032784 | -0.013648 | 0.012838 | 0.023511 | -0.60088
0.01049 | 3.2955 | -0.15333 | #VALUE! | #VALUE! | #VALUE! | #VALUE! | #VALUE! | #VALUE! | #VALUE! | #VALUE! | #VALUE! | 0.01049 | 3.2955 | -0.15333 | -0.14753 | -0.12331 | -0.09925 | -0.072704 | -0.030054 | -0.010754 | 0.015539 | 0.025978 | -0.59542
0.0105 | 3.2987 | -0.15643 | #VALUE! | #VALUE! | #VALUE! | #VALUE! | #VALUE! | #VALUE! | #VALUE! | #VALUE! | #VALUE! | 0.0105 | 3.2987 | -0.15643 | -0.14991 | -0.12474 | -0.098769 | -0.071281 | -0.027239 | -0.0078217 | 0.01816 | 0.028284 | -0.58975
0.01051 | 3.3018 | -0.15954 | #VALUE! | #VALUE! | #VALUE! | #VALUE! | #VALUE! | #VALUE! | #VALUE! | #VALUE! | #VALUE! | 0.01051 | 3.3018 | -0.15954 | -0.15224 | -0.12611 | -0.098169 | -0.069738 | -0.024347 | -0.0048618 | 0.020685 | 0.030416 | -0.5839
0.01052 | 3.305 | -0.16264 | #VALUE! | #VALUE! | #VALUE! | #VALUE! | #VALUE! | #VALUE! | #VALUE! | #VALUE! | #VALUE! | 0.01052 | 3.305 | -0.16264 | -0.15454 | -0.12741 | -0.097453 | -0.06808 | -0.021385 | -0.0018845 | 0.023103 | 0.032361 | -0.57793
0.01053 | 3.3081 | -0.16574 | #VALUE! | #VALUE! | #VALUE! | #VALUE! | #VALUE! | #VALUE! | #VALUE! | #VALUE! | #VALUE! | 0.01053 | 3.3081 | -0.16574 | -0.1568 | -0.12866 | -0.09662 | -0.066307 | -0.018362 | 0.0010995 | 0.0254 | 0.034106 | -0.57188
0.01054 | 3.3112 | -0.16883 | #VALUE! | #VALUE! | #VALUE! | #VALUE! | #VALUE! | #VALUE! | #VALUE! | #VALUE! | #VALUE! | 0.01054 | 3.3112 | -0.16883 | -0.15902 | -0.12984 | -0.095671 | -0.064425 | -0.015286 | 0.0040795 | 0.027565 | 0.03564 | -0.5658
0.01055 | 3.3144 | -0.17193 | #VALUE! | #VALUE! | #VALUE! | #VALUE! | #VALUE! | #VALUE! | #VALUE! | #VALUE! | #VALUE! | 0.01055 | 3.3144 | -0.17193 | -0.16121 | -0.13096 | -0.094609 | -0.062434 | -0.012167 | 0.0070451 | 0.029585 | 0.036955 | -0.55972
0.01056 | 3.3175 | -0.17502 | #VALUE! | #VALUE! | #VALUE! | #VALUE! | #VALUE! | #VALUE! | #VALUE! | #VALUE! | #VALUE! | 0.01056 | 3.3175 | -0.17502 | -0.16335 | -0.13202 | -0.093433 | -0.06034 | -0.0090135 | 0.0099855 | 0.031452 | 0.038042 | -0.5537
0.01057 | 3.3207 | -0.17812 | #VALUE! | #VALUE! | #VALUE! | #VALUE! | #VALUE! | #VALUE! | #VALUE! | #VALUE! | #VALUE! | 0.01057 | 3.3207 | -0.17812 | -0.16545 | -0.13301 | -0.092146 | -0.058145 | -0.0058341 | 0.01289 | 0.033154 | 0.038895 | -0.54776
0.01058 | 3.3238 | -0.18121 | #VALUE! | #VALUE! | #VALUE! | #VALUE! | #VALUE! | #VALUE! | #VALUE! | #VALUE! | #VALUE! | 0.01058 | 3.3238 | -0.18121 | -0.16751 | -0.13394 | -0.090748 | -0.055853 | -0.0026381 | 0.015749 | 0.034683 | 0.039508 | -0.54196
0.01059 | 3.3269 | -0.18429 | #VALUE! | #VALUE! | #VALUE! | #VALUE! | #VALUE! | #VALUE! | #VALUE! | #VALUE! | #VALUE! | 0.01059 | 3.3269 | -0.18429 | -0.16953 | -0.1348 | -0.089243 | -0.053468 | 0.00056548 | 0.018552 | 0.036031 | 0.039877 | -0.53632
0.0106 | 3.3301 | -0.18738 | #VALUE! | #VALUE! | #VALUE! | #VALUE! | #VALUE! | #VALUE! | #VALUE! | #VALUE! | #VALUE! | 0.0106 | 3.3301 | -0.18738 | -0.17151 | -0.1356 | -0.087631 | -0.050994 | 0.0037674 | 0.021289 | 0.037191 | 0.04 | -0.53087
0.01061 | 3.3332 | -0.19047 | #VALUE! | #VALUE! | #VALUE! | #VALUE! | #VALUE! | #VALUE! | #VALUE! | #VALUE! | #VALUE! | 0.01061 | 3.3332 | -0.19047 | -0.17345 | -0.13633 | -0.085914 | -0.048435 | 0.0069586 | 0.02395 | 0.038157 | 0.039877 | -0.52565
0.01062 | 3.3364 | -0.19355 | #VALUE! | #VALUE! | #VALUE! | #VALUE! | #VALUE! | #VALUE! | #VALUE! | #VALUE! | #VALUE! | 0.01062 | 3.3364 | -0.19355 | -0.17534 | -0.137 | -0.084094 | -0.045795 | 0.01013 | 0.026526 | 0.038924 | 0.039508 | -0.52069
0.01063 | 3.3395 | -0.19663 | #VALUE! | #VALUE! | #VALUE! | #VALUE! | #VALUE! | #VALUE! | #VALUE! | #VALUE! | #VALUE! | 0.01063 | 3.3395 | -0.19663 | -0.17719 | -0.1376 | -0.082175 | -0.043078 | 0.013272 | 0.029007 | 0.039488 | 0.038895 | -0.51601
0.01064 | 3.3427 | -0.19971 | #VALUE! | #VALUE! | #VALUE! | #VALUE! | #VALUE! | #VALUE! | #VALUE! | #VALUE! | #VALUE! | 0.01064 | 3.3427 | -0.19971 | -0.179 | -0.13814 | -0.080157 | -0.04029 | 0.016377 | 0.031385 | 0.039845 | 0.038042 | -0.51164
0.01065 | 3.3458 | -0.20279 | #VALUE! | #VALUE! | #VALUE! | #VALUE! | #VALUE! | #VALUE! | #VALUE! | #VALUE! | #VALUE! | 0.01065 | 3.3458 | -0.20279 | -0.18076 | -0.1386 | -0.078043 | -0.037434 | 0.019435 | 0.033651 | 0.039995 | 0.036955 | -0.50759
0.01066 | 3.3489 | -0.20586 | #VALUE! | #VALUE! | #VALUE! | #VALUE! | #VALUE! | #VALUE! | #VALUE! | #VALUE! | #VALUE! | 0.01066 | 3.3489 | -0.20586 | -0.18248 | -0.139 | -0.075836 | -0.034516 | 0.022438 | 0.035797 | 0.039936 | 0.03564 | -0.50389
0.01067 | 3.3521 | -0.20894 | #VALUE! | #VALUE! | #VALUE! | #VALUE! | #VALUE! | #VALUE! | #VALUE! | #VALUE! | #VALUE! | 0.01067 | 3.3521 | -0.20894 | -0.18415 | -0.13934 | -0.073539 | -0.031541 | 0.025376 | 0.037816 | 0.039669 | 0.034106 | -0.50054
0.01068 | 3.3552 | -0.21201 | #VALUE! | #VALUE! | #VALUE! | #VALUE! | #VALUE! | #VALUE! | #VALUE! | #VALUE! | #VALUE! | 0.01068 | 3.3552 | -0.21201 | -0.18578 | -0.1396 | -0.071154 | -0.028513 | 0.028242 | 0.0397 | 0.039194 | 0.032361 | -0.49756
0.01069 | 3.3584 | -0.21508 | #VALUE! | #VALUE! | #VALUE! | #VALUE! | #VALUE! | #VALUE! | #VALUE! | #VALUE! | #VALUE! | 0.01069 | 3.3584 | -0.21508 | -0.18736 | -0.1398 | -0.068683 | -0.025437 | 0.031028 | 0.041442 | 0.038515 | 0.030416 | -0.49495
0.0107 | 3.3615 | -0.21814 | #VALUE! | #VALUE! | #VALUE! | #VALUE! | #VALUE! | #VALUE! | #VALUE! | #VALUE! | #VALUE! | 0.0107 | 3.3615 | -0.21814 | -0.18889 | -0.13993 | -0.066131 | -0.022319 | 0.033725 | 0.043037 | 0.037635 | 0.028284 | -0.49274
0.01071 | 3.3646 | -0.22121 | #VALUE! | #VALUE! | #VALUE! | #VALUE! | #VALUE! | #VALUE! | #VALUE! | #VALUE! | #VALUE! | 0.01071 | 3.3646 | -0.22121 | -0.19038 | -0.13999 | -0.0635 | -0.019164 | 0.036326 | 0.044479 | 0.036559 | 0.025978 | -0.49091
0.01072 | 3.3678 | -0.22427 | #VALUE! | #VALUE! | #VALUE! | #VALUE! | #VALUE! | #VALUE! | #VALUE! | #VALUE! | #VALUE! | 0.01072 | 3.3678 | -0.22427 | -0.19182 | -0.13999 | -0.060793 | -0.015977 | 0.038823 | 0.045762 | 0.035292 | 0.023511 | -0.48946
0.01073 | 3.3709 | -0.22733 | #VALUE! | #VALUE! | #VALUE! | #VALUE! | #VALUE! | #VALUE! | #VALUE! | #VALUE! | #VALUE! | 0.01073 | 3.3709 | -0.22733 | -0.19322 | -0.13992 | -0.058013 | -0.012763 | 0.04121 | 0.046882 | 0.03384 | 0.0209 | -0.48841
0.01074 | 3.3741 | -0.23039 | #VALUE! | #VALUE! | #VALUE! | #VALUE! | #VALUE! | #VALUE! | #VALUE! | #VALUE! | #VALUE! | 0.01074 | 3.3741 | -0.23039 | -0.19456 | -0.13978 | -0.055165 | -0.0095278 | 0.043479 | 0.047836 | 0.032212 | 0.01816 | -0.48774
0.01075 | 3.3772 | -0.23345 | #VALUE! | #VALUE! | #VALUE! | #VALUE! | #VALUE! | #VALUE! | #VALUE! | #VALUE! | #VALUE! | 0.01075 | 3.3772 | -0.23345 | -0.19586 | -0.13957 | -0.05225 | -0.0062767 | 0.045624 | 0.048618 | 0.030416 | 0.015307 | -0.48744
0.01076 | 3.3804 | -0.2365 | #VALUE! | #VALUE! | #VALUE! | #VALUE! | #VALUE! | #VALUE! | #VALUE! | #VALUE! | #VALUE! | 0.01076 | 3.3804 | -0.2365 | -0.19711 | -0.13929 | -0.049273 | -0.0030152 | 0.047639 | 0.049228 | 0.028461 | 0.012361 | -0.4875
0.01077 | 3.3835 | -0.23955 | #VALUE! | #VALUE! | #VALUE! | #VALUE! | #VALUE! | #VALUE! | #VALUE! | #VALUE! | #VALUE! | 0.01077 | 3.3835 | -0.23955 | -0.19831 | -0.13895 | -0.046237 | 0.00025133 | 0.049519 | 0.049663 | 0.026358 | 0.0093378 | -0.48792
0.01078 | 3.3866 | -0.2426 | #VALUE! | #VALUE! | #VALUE! | #VALUE! | #VALUE! | #VALUE! | #VALUE! | #VALUE! | #VALUE! | 0.01078 | 3.3866 | -0.2426 | -0.19947 | -0.13854 | -0.043146 | 0.0035174 | 0.051257 | 0.04992 | 0.024117 | 0.0062574 | -0.48868
0.01079 | 3.3898 | -0.24565 | #VALUE! | #VALUE! | #VALUE! | #VALUE! | #VALUE! | #VALUE! | #VALUE! | #VALUE! | #VALUE! | 0.01079 | 3.3898 | -0.24565 | -0.20057 | -0.13806 | -0.040003 | 0.0067777 | 0.052848 | 0.05 | 0.02175 | 0.0031384 | -0.48977
0.0108 | 3.3929 | -0.24869 | #VALUE! | #VALUE! | #VALUE! | #VALUE! | #VALUE! | #VALUE! | #VALUE! | #VALUE! | #VALUE! | 0.0108 | 3.3929 | -0.24869 | -0.20162 | -0.13752 | -0.036812 | 0.010027 | 0.05429 | 0.049901 | 0.01927 | 8.5539e-14 | -0.49116
0.01081 | 3.3961 | -0.25173 | #VALUE! | #VALUE! | #VALUE! | #VALUE! | #VALUE! | #VALUE! | #VALUE! | #VALUE! | #VALUE! | 0.01081 | 3.3961 | -0.25173 | -0.20263 | -0.13691 | -0.033578 | 0.013259 | 0.055576 | 0.049625 | 0.016689 | -0.0031384 | -0.49284
0.01082 | 3.3992 | -0.25477 | #VALUE! | #VALUE! | #VALUE! | #VALUE! | #VALUE! | #VALUE! | #VALUE! | #VALUE! | #VALUE! | 0.01082 | 3.3992 | -0.25477 | -0.20358 | -0.13623 | -0.030304 | 0.016469 | 0.056704 | 0.049172 | 0.014021 | -0.0062574 | -0.49478
0.01083 | 3.4023 | -0.25781 | #VALUE! | #VALUE! | #VALUE! | #VALUE! | #VALUE! | #VALUE! | #VALUE! | #VALUE! | #VALUE! | 0.01083 | 3.4023 | -0.25781 | -0.20449 | -0.13549 | -0.026993 | 0.019652 | 0.05767 | 0.048544 | 0.01128 | -0.0093378 | -0.49697
0.01084 | 3.4055 | -0.26084 | #VALUE! | #VALUE! | #VALUE! | #VALUE! | #VALUE! | #VALUE! | #VALUE! | #VALUE! | #VALUE! | 0.01084 | 3.4055 | -0.26084 | -0.20534 | -0.13468 | -0.02365 | 0.022802 | 0.058472 | 0.047743 | 0.0084803 | -0.012361 | -0.49938
0.01085 | 3.4086 | -0.26387 | #VALUE! | #VALUE! | #VALUE! | #VALUE! | #VALUE! | #VALUE! | #VALUE! | #VALUE! | #VALUE! | 0.01085 | 3.4086 | -0.26387 | -0.20614 | -0.13381 | -0.020279 | 0.025913 | 0.059107 | 0.046772 | 0.005636 | -0.015307 | -0.50198
0.01086 | 3.4118 | -0.2669 | #VALUE! | #VALUE! | #VALUE! | #VALUE! | #VALUE! | #VALUE! | #VALUE! | #VALUE! | #VALUE! | 0.01086 | 3.4118 | -0.2669 | -0.20689 | -0.13287 | -0.016883 | 0.028982 | 0.059573 | 0.045635 | 0.0027624 | -0.01816 | -0.50476
0.01087 | 3.4149 | -0.26993 | #VALUE! | #VALUE! | #VALUE! | #VALUE! | #VALUE! | #VALUE! | #VALUE! | #VALUE! | #VALUE! | 0.01087 | 3.4149 | -0.26993 | -0.2076 | -0.13187 | -0.013468 | 0.032002 | 0.059869 | 0.044334 | -0.00012566 | -0.0209 | -0.50768
0.01088 | 3.4181 | -0.27295 | #VALUE! | #VALUE! | #VALUE! | #VALUE! | #VALUE! | #VALUE! | #VALUE! | #VALUE! | #VALUE! | 0.01088 | 3.4181 | -0.27295 | -0.20824 | -0.13081 | -0.010036 | 0.034969 | 0.059995 | 0.042876 | -0.0030131 | -0.023511 | -0.51072
0.01089 | 3.4212 | -0.27597 | #VALUE! | #VALUE! | #VALUE! | #VALUE! | #VALUE! | #VALUE! | #VALUE! | #VALUE! | #VALUE! | 0.01089 | 3.4212 | -0.27597 | -0.20884 | -0.12968 | -0.0065926 | 0.037878 | 0.05995 | 0.041266 | -0.0058848 | -0.025978 | -0.51386
0.0109 | 3.4243 | -0.27899 | #VALUE! | #VALUE! | #VALUE! | #VALUE! | #VALUE! | #VALUE! | #VALUE! | #VALUE! | #VALUE! | 0.0109 | 3.4243 | -0.27899 | -0.20939 | -0.12849 | -0.0031411 | 0.040723 | 0.059734 | 0.039508 | -0.0087257 | -0.028284 | -0.51705
0.01091 | 3.4275 | -0.28201 | #VALUE! | #VALUE! | #VALUE! | #VALUE! | #VALUE! | #VALUE! | #VALUE! | #VALUE! | #VALUE! | 0.01091 | 3.4275 | -0.28201 | -0.20989 | -0.12723 | 0.00031416 | 0.043501 | 0.059347 | 0.037609 | -0.011521 | -0.030416 | -0.52029
0.01092 | 3.4306 | -0.28502 | #VALUE! | #VALUE! | #VALUE! | #VALUE! | #VALUE! | #VALUE! | #VALUE! | #VALUE! | #VALUE! | 0.01092 | 3.4306 | -0.28502 | -0.21033 | -0.12592 | 0.003769 | 0.046206 | 0.058791 | 0.035577 | -0.014256 | -0.032361 | -0.52354
0.01093 | 3.4338 | -0.28803 | #VALUE! | #VALUE! | #VALUE! | #VALUE! | #VALUE! | #VALUE! | #VALUE! | #VALUE! | #VALUE! | 0.01093 | 3.4338 | -0.28803 | -0.21072 | -0.12454 | 0.0072194 | 0.048834 | 0.058068 | 0.033418 | -0.016917 | -0.034106 | -0.52677
0.01094 | 3.4369 | -0.29104 | #VALUE! | #VALUE! | #VALUE! | #VALUE! | #VALUE! | #VALUE! | #VALUE! | #VALUE! | #VALUE! | 0.01094 | 3.4369 | -0.29104 | -0.21106 | -0.1231 | 0.010661 | 0.05138 | 0.057179 | 0.031139 | -0.01949 | -0.03564 | -0.52997
0.01095 | 3.44 | -0.29404 | #VALUE! | #VALUE! | #VALUE! | #VALUE! | #VALUE! | #VALUE! | #VALUE! | #VALUE! | #VALUE! | 0.01095 | 3.44 | -0.29404 | -0.21135 | -0.12161 | 0.01409 | 0.053841 | 0.056127 | 0.02875 | -0.021961 | -0.036955 | -0.5331
0.01096 | 3.4432 | -0.29704 | #VALUE! | #VALUE! | #VALUE! | #VALUE! | #VALUE! | #VALUE! | #VALUE! | #VALUE! | #VALUE! | 0.01096 | 3.4432 | -0.29704 | -0.21158 | -0.12005 | 0.017502 | 0.056212 | 0.054914 | 0.026259 | -0.024317 | -0.038042 | -0.53615
0.01097 | 3.4463 | -0.30004 | #VALUE! | #VALUE! | #VALUE! | #VALUE! | #VALUE! | #VALUE! | #VALUE! | #VALUE! | #VALUE! | 0.01097 | 3.4463 | -0.30004 | -0.21176 | -0.11844 | 0.020894 | 0.058489 | 0.053546 | 0.023674 | -0.026547 | -0.038895 | -0.53908
0.01098 | 3.4495 | -0.30304 | #VALUE! | #VALUE! | #VALUE! | #VALUE! | #VALUE! | #VALUE! | #VALUE! | #VALUE! | #VALUE! | 0.01098 | 3.4495 | -0.30304 | -0.2119 | -0.11677 | 0.02426 | 0.060669 | 0.052024 | 0.021004 | -0.028637 | -0.039508 | -0.54189
0.01099 | 3.4526 | -0.30603 | #VALUE! | #VALUE! | #VALUE! | #VALUE! | #VALUE! | #VALUE! | #VALUE! | #VALUE! | #VALUE! | 0.01099 | 3.4526 | -0.30603 | -0.21197 | -0.11504 | 0.027597 | 0.062747 | 0.050354 | 0.01826 | -0.030579 | -0.039877 | -0.54454
0.011 | 3.4558 | -0.30902 | #VALUE! | #VALUE! | #VALUE! | #VALUE! | #VALUE! | #VALUE! | #VALUE! | #VALUE! | #VALUE! | 0.011 | 3.4558 | -0.30902 | -0.212 | -0.11326 | 0.030902 | 0.064721 | 0.048541 | 0.015451 | -0.032361 | -0.04 | -0.54703
0.01101 | 3.4589 | -0.312 | #VALUE! | #VALUE! | #VALUE! | #VALUE! | #VALUE! | #VALUE! | #VALUE! | #VALUE! | #VALUE! | 0.01101 | 3.4589 | -0.312 | -0.21197 | -0.11143 | 0.034169 | 0.066587 | 0.046589 | 0.012587 | -0.033974 | -0.039877 | -0.54932
0.01102 | 3.462 | -0.31499 | #VALUE! | #VALUE! | #VALUE! | #VALUE! | #VALUE! | #VALUE! | #VALUE! | #VALUE! | #VALUE! | 0.01102 | 3.462 | -0.31499 | -0.2119 | -0.10953 | 0.037396 | 0.068342 | 0.044505 | 0.0096775 | -0.035409 | -0.039508 | -0.55141
0.01103 | 3.4652 | -0.31797 | #VALUE! | #VALUE! | #VALUE! | #VALUE! | #VALUE! | #VALUE! | #VALUE! | #VALUE! | #VALUE! | 0.01103 | 3.4652 | -0.31797 | -0.21176 | -0.10759 | 0.040578 | 0.069983 | 0.042293 | 0.0067339 | -0.03666 | -0.038895 | -0.55329
0.01104 | 3.4683 | -0.32094 | #VALUE! | #VALUE! | #VALUE! | #VALUE! | #VALUE! | #VALUE! | #VALUE! | #VALUE! | #VALUE! | 0.01104 | 3.4683 | -0.32094 | -0.21158 | -0.1056 | 0.043712 | 0.071507 | 0.039961 | 0.0037663 | -0.03772 | -0.038042 | -0.55494
0.01105 | 3.4715 | -0.32392 | #VALUE! | #VALUE! | #VALUE! | #VALUE! | #VALUE! | #VALUE! | #VALUE! | #VALUE! | #VALUE! | 0.01105 | 3.4715 | -0.32392 | -0.21135 | -0.10355 | 0.046793 | 0.072912 | 0.037515 | 0.00078537 | -0.038582 | -0.036955 | -0.55634
0.01106 | 3.4746 | -0.32689 | #VALUE! | #VALUE! | #VALUE! | #VALUE! | #VALUE! | #VALUE! | #VALUE! | #VALUE! | #VALUE! | 0.01106 | 3.4746 | -0.32689 | -0.21106 | -0.10145 | 0.049819 | 0.074196 | 0.034961 | -0.0021984 | -0.039244 | -0.03564 | -0.55751
0.01107 | 3.4777 | -0.32986 | #VALUE! | #VALUE! | #VALUE! | #VALUE! | #VALUE! | #VALUE! | #VALUE! | #VALUE! | #VALUE! | 0.01107 | 3.4777 | -0.32986 | -0.21072 | -0.099305 | 0.052785 | 0.075355 | 0.032309 | -0.0051743 | -0.0397 | -0.034106 | -0.55841
0.01108 | 3.4809 | -0.33282 | #VALUE! | #VALUE! | #VALUE! | #VALUE! | #VALUE! | #VALUE! | #VALUE! | #VALUE! | #VALUE! | 0.01108 | 3.4809 | -0.33282 | -0.21033 | -0.097111 | 0.055688 | 0.076389 | 0.029564 | -0.0081319 | -0.039949 | -0.032361 | -0.55906
0.01109 | 3.484 | -0.33578 | #VALUE! | #VALUE! | #VALUE! | #VALUE! | #VALUE! | #VALUE! | #VALUE! | #VALUE! | #VALUE! | 0.01109 | 3.484 | -0.33578 | -0.20989 | -0.094871 | 0.058524 | 0.077296 | 0.026734 | -0.01106 | -0.03999 | -0.030416 | -0.55945
0.0111 | 3.4872 | -0.33874 | #VALUE! | #VALUE! | #VALUE! | #VALUE! | #VALUE! | #VALUE! | #VALUE! | #VALUE! | #VALUE! | 0.0111 | 3.4872 | -0.33874 | -0.20939 | -0.092584 | 0.061291 | 0.078073 | 0.023829 | -0.01395 | -0.039822 | -0.028284 | -0.55957
0.01111 | 3.4903 | -0.34169 | #VALUE! | #VALUE! | #VALUE! | #VALUE! | #VALUE! | #VALUE! | #VALUE! | #VALUE! | #VALUE! | 0.01111 | 3.4903 | -0.34169 | -0.20884 | -0.090252 | 0.063984 | 0.078721 | 0.020855 | -0.016789 | -0.039447 | -0.025978 | -0.55944
0.01112 | 3.4935 | -0.34464 | #VALUE! | #VALUE! | #VALUE! | #VALUE! | #VALUE! | #VALUE! | #VALUE! | #VALUE! | #VALUE! | 0.01112 | 3.4935 | -0.34464 | -0.20824 | -0.087877 | 0.066601 | 0.079237 | 0.017822 | -0.019569 | -0.038865 | -0.023511 | -0.55905
0.01113 | 3.4966 | -0.34759 | #VALUE! | #VALUE! | #VALUE! | #VALUE! | #VALUE! | #VALUE! | #VALUE! | #VALUE! | #VALUE! | 0.01113 | 3.4966 | -0.34759 | -0.2076 | -0.085459 | 0.069139 | 0.079621 | 0.014739 | -0.022279 | -0.038081 | -0.0209 | -0.55841
0.01114 | 3.4997 | -0.35053 | #VALUE! | #VALUE! | #VALUE! | #VALUE! | #VALUE! | #VALUE! | #VALUE! | #VALUE! | #VALUE! | 0.01114 | 3.4997 | -0.35053 | -0.20689 | -0.083 | 0.071594 | 0.079872 | 0.011613 | -0.024909 | -0.037098 | -0.01816 | -0.55752
0.01115 | 3.5029 | -0.35347 | #VALUE! | #VALUE! | #VALUE! | #VALUE! | #VALUE! | #VALUE! | #VALUE! | #VALUE! | #VALUE! | 0.01115 | 3.5029 | -0.35347 | -0.20614 | -0.080501 | 0.073963 | 0.07999 | 0.0084541 | -0.027451 | -0.035921 | -0.015307 | -0.55639
0.01116 | 3.506 | -0.35641 | #VALUE! | #VALUE! | #VALUE! | #VALUE! | #VALUE! | #VALUE! | #VALUE! | #VALUE! | #VALUE! | 0.01116 | 3.506 | -0.35641 | -0.20534 | -0.077963 | 0.076244 | 0.079975 | 0.0052711 | -0.029895 | -0.034557 | -0.012361 | -0.55504
0.01117 | 3.5092 | -0.35935 | #VALUE! | #VALUE! | #VALUE! | #VALUE! | #VALUE! | #VALUE! | #VALUE! | #VALUE! | #VALUE! | 0.01117 | 3.5092 | -0.35935 | -0.20449 | -0.075387 | 0.078434 | 0.079826 | 0.002073 | -0.032233 | -0.033012 | -0.0093378 | -0.55347
0.01118 | 3.5123 | -0.36228 | #VALUE! | #VALUE! | #VALUE! | #VALUE! | #VALUE! | #VALUE! | #VALUE! | #VALUE! | #VALUE! | 0.01118 | 3.5123 | -0.36228 | -0.20358 | -0.072774 | 0.080531 | 0.079544 | -0.0011309 | -0.034456 | -0.031296 | -0.0062574 | -0.5517
0.01119 | 3.5154 | -0.3652 | #VALUE! | #VALUE! | #VALUE! | #VALUE! | #VALUE! | #VALUE! | #VALUE! | #VALUE! | #VALUE! | 0.01119 | 3.5154 | -0.3652 | -0.20263 | -0.070127 | 0.082531 | 0.07913 | -0.0043316 | -0.036556 | -0.029416 | -0.0031384 | -0.54974
0.0112 | 3.5186 | -0.36812 | #VALUE! | #VALUE! | #VALUE! | #VALUE! | #VALUE! | #VALUE! | #VALUE! | #VALUE! | #VALUE! | 0.0112 | 3.5186 | -0.36812 | -0.20162 | -0.067446 | 0.084433 | 0.078583 | -0.00752 | -0.038526 | -0.027382 | -9.1087e-14 | -0.54761
0.01121 | 3.5217 | -0.37104 | #VALUE! | #VALUE! | #VALUE! | #VALUE! | #VALUE! | #VALUE! | #VALUE! | #VALUE! | #VALUE! | 0.01121 | 3.5217 | -0.37104 | -0.20057 | -0.064731 | 0.086234 | 0.077905 | -0.010687 | -0.040358 | -0.025205 | 0.0031384 | -0.54532
0.01122 | 3.5249 | -0.37396 | #VALUE! | #VALUE! | #VALUE! | #VALUE! | #VALUE! | #VALUE! | #VALUE! | #VALUE! | #VALUE! | 0.01122 | 3.5249 | -0.37396 | -0.19947 | -0.061986 | 0.087932 | 0.077098 | -0.013823 | -0.042047 | -0.022897 | 0.0062574 | -0.54289
0.01123 | 3.528 | -0.37687 | #VALUE! | #VALUE! | #VALUE! | #VALUE! | #VALUE! | #VALUE! | #VALUE! | #VALUE! | #VALUE! | 0.01123 | 3.528 | -0.37687 | -0.19831 | -0.059211 | 0.089525 | 0.076162 | -0.01692 | -0.043586 | -0.02047 | 0.0093378 | -0.54035
0.01124 | 3.5312 | -0.37978 | #VALUE! | #VALUE! | #VALUE! | #VALUE! | #VALUE! | #VALUE! | #VALUE! | #VALUE! | #VALUE! | 0.01124 | 3.5312 | -0.37978 | -0.19711 | -0.056407 | 0.091011 | 0.075099 | -0.019969 | -0.04497 | -0.017935 | 0.012361 | -0.5377
0.01125 | 3.5343 | -0.38268 | #VALUE! | #VALUE! | #VALUE! | #VALUE! | #VALUE! | #VALUE! | #VALUE! | #VALUE! | #VALUE! | 0.01125 | 3.5343 | -0.38268 | -0.19586 | -0.053576 | 0.092388 | 0.07391 | -0.022961 | -0.046194 | -0.015307 | 0.015307 | -0.53498
0.01126 | 3.5374 | -0.38558 | #VALUE! | #VALUE! | #VALUE! | #VALUE! | #VALUE! | #VALUE! | #VALUE! | #VALUE! | #VALUE! | 0.01126 | 3.5374 | -0.38558 | -0.19456 | -0.050719 | 0.093655 | 0.072599 | -0.025887 | -0.047253 | -0.012599 | 0.01816 | -0.53219
0.01127 | 3.5406 | -0.38848 | #VALUE! | #VALUE! | #VALUE! | #VALUE! | #VALUE! | #VALUE! | #VALUE! | #VALUE! | #VALUE! | 0.01127 | 3.5406 | -0.38848 | -0.19322 | -0.047837 | 0.09481 | 0.071166 | -0.02874 | -0.048144 | -0.0098258 | 0.0209 | -0.52937
0.01128 | 3.5437 | -0.39137 | #VALUE! | #VALUE! | #VALUE! | #VALUE! | #VALUE! | #VALUE! | #VALUE! | #VALUE! | #VALUE! | 0.01128 | 3.5437 | -0.39137 | -0.19182 | -0.044932 | 0.095852 | 0.069615 | -0.03151 | -0.048863 | -0.0070009 | 0.023511 | -0.52653
0.01129 | 3.5469 | -0.39426 | #VALUE! | #VALUE! | #VALUE! | #VALUE! | #VALUE! | #VALUE! | #VALUE! | #VALUE! | #VALUE! | 0.01129 | 3.5469 | -0.39426 | -0.19038 | -0.042006 | 0.09678 | 0.067947 | -0.034191 | -0.049409 | -0.0041395 | 0.025978 | -0.52368
0.0113 | 3.55 | -0.39715 | #VALUE! | #VALUE! | #VALUE! | #VALUE! | #VALUE! | #VALUE! | #VALUE! | #VALUE! | #VALUE! | 0.0113 | 3.55 | -0.39715 | -0.18889 | -0.039059 | 0.097592 | 0.066166 | -0.036774 | -0.049778 | -0.0012564 | 0.028284 | -0.52087
0.01131 | 3.5531 | -0.40003 | #VALUE! | #VALUE! | #VALUE! | #VALUE! | #VALUE! | #VALUE! | #VALUE! | #VALUE! | #VALUE! | 0.01131 | 3.5531 | -0.40003 | -0.18736 | -0.036093 | 0.098287 | 0.064275 | -0.039253 | -0.04997 | 0.0016332 | 0.030416 | -0.51809
0.01132 | 3.5563 | -0.40291 | #VALUE! | #VALUE! | #VALUE! | #VALUE! | #VALUE! | #VALUE! | #VALUE! | #VALUE! | #VALUE! | 0.01132 | 3.5563 | -0.40291 | -0.18578 | -0.03311 | 0.098865 | 0.062277 | -0.041619 | -0.049984 | 0.0045143 | 0.032361 | -0.51538
0.01133 | 3.5594 | -0.40578 | #VALUE! | #VALUE! | #VALUE! | #VALUE! | #VALUE! | #VALUE! | #VALUE! | #VALUE! | #VALUE! | 0.01133 | 3.5594 | -0.40578 | -0.18415 | -0.030111 | 0.099325 | 0.060175 | -0.043867 | -0.04982 | 0.0073718 | 0.034106 | -0.51275
0.01134 | 3.5626 | -0.40865 | #VALUE! | #VALUE! | #VALUE! | #VALUE! | #VALUE! | #VALUE! | #VALUE! | #VALUE! | #VALUE! | 0.01134 | 3.5626 | -0.40865 | -0.18248 | -0.027097 | 0.099667 | 0.057972 | -0.04599 | -0.049479 | 0.010191 | 0.03564 | -0.51022
0.01135 | 3.5657 | -0.41151 | #VALUE! | #VALUE! | #VALUE! | #VALUE! | #VALUE! | #VALUE! | #VALUE! | #VALUE! | #VALUE! | 0.01135 | 3.5657 | -0.41151 | -0.18076 | -0.02407 | 0.099889 | 0.055673 | -0.047981 | -0.048961 | 0.012957 | 0.036955 | -0.50781
0.01136 | 3.5688 | -0.41438 | #VALUE! | #VALUE! | #VALUE! | #VALUE! | #VALUE! | #VALUE! | #VALUE! | #VALUE! | #VALUE! | 0.01136 | 3.5688 | -0.41438 | -0.179 | -0.021032 | 0.099992 | 0.053281 | -0.049836 | -0.048269 | 0.015655 | 0.038042 | -0.50554
0.01137 | 3.572 | -0.41723 | #VALUE! | #VALUE! | #VALUE! | #VALUE! | #VALUE! | #VALUE! | #VALUE! | #VALUE! | #VALUE! | 0.01137 | 3.572 | -0.41723 | -0.17719 | -0.017983 | 0.099976 | 0.0508 | -0.051548 | -0.047405 | 0.018271 | 0.038895 | -0.50342
0.01138 | 3.5751 | -0.42009 | #VALUE! | #VALUE! | #VALUE! | #VALUE! | #VALUE! | #VALUE! | #VALUE! | #VALUE! | #VALUE! | 0.01138 | 3.5751 | -0.42009 | -0.17534 | -0.014926 | 0.09984 | 0.048234 | -0.053114 | -0.046372 | 0.020793 | 0.039508 | -0.50146
0.01139 | 3.5783 | -0.42293 | #VALUE! | #VALUE! | #VALUE! | #VALUE! | #VALUE! | #VALUE! | #VALUE! | #VALUE! | #VALUE! | 0.01139 | 3.5783 | -0.42293 | -0.17345 | -0.011861 | 0.099585 | 0.045588 | -0.054528 | -0.045174 | 0.023205 | 0.039877 | -0.49969
0.0114 | 3.5814 | -0.42578 | #VALUE! | #VALUE! | #VALUE! | #VALUE! | #VALUE! | #VALUE! | #VALUE! | #VALUE! | #VALUE! | 0.0114 | 3.5814 | -0.42578 | -0.17151 | -0.0087907 | 0.099211 | 0.042866 | -0.055787 | -0.043815 | 0.025497 | 0.04 | -0.49811
0.01141 | 3.5846 | -0.42862 | #VALUE! | #VALUE! | #VALUE! | #VALUE! | #VALUE! | #VALUE! | #VALUE! | #VALUE! | #VALUE! | 0.01141 | 3.5846 | -0.42862 | -0.16953 | -0.0057161 | 0.098719 | 0.040073 | -0.056886 | -0.0423 | 0.027655 | 0.039877 | -0.49673
0.01142 | 3.5877 | -0.43146 | #VALUE! | #VALUE! | #VALUE! | #VALUE! | #VALUE! | #VALUE! | #VALUE! | #VALUE! | #VALUE! | 0.01142 | 3.5877 | -0.43146 | -0.16751 | -0.0026388 | 0.098109 | 0.037212 | -0.057823 | -0.040635 | 0.02967 | 0.039508 | -0.49557
0.01143 | 3.5908 | -0.43429 | #VALUE! | #VALUE! | #VALUE! | #VALUE! | #VALUE! | #VALUE! | #VALUE! | #VALUE! | #VALUE! | 0.01143 | 3.5908 | -0.43429 | -0.16545 | 0.00043982 | 0.097382 | 0.03429 | -0.058596 | -0.038824 | 0.031529 | 0.038895 | -0.49462
0.01144 | 3.594 | -0.43712 | #VALUE! | #VALUE! | #VALUE! | #VALUE! | #VALUE! | #VALUE! | #VALUE! | #VALUE! | #VALUE! | 0.01144 | 3.594 | -0.43712 | -0.16335 | 0.0035182 | 0.096538 | 0.03131 | -0.059201 | -0.036876 | 0.033224 | 0.038042 | -0.49391
0.01145 | 3.5971 | -0.43994 | #VALUE! | #VALUE! | #VALUE! | #VALUE! | #VALUE! | #VALUE! | #VALUE! | #VALUE! | #VALUE! | 0.01145 | 3.5971 | -0.43994 | -0.16121 | 0.0065949 | 0.095579 | 0.028278 | -0.059638 | -0.034796 | 0.034745 | 0.036955 | -0.49343
0.01146 | 3.6003 | -0.44276 | #VALUE! | #VALUE! | #VALUE! | #VALUE! | #VALUE! | #VALUE! | #VALUE! | #VALUE! | #VALUE! | 0.01146 | 3.6003 | -0.44276 | -0.15902 | 0.0096684 | 0.094506 | 0.025199 | -0.059904 | -0.032592 | 0.036085 | 0.03564 | -0.49318
0.01147 | 3.6034 | -0.44557 | #VALUE! | #VALUE! | #VALUE! | #VALUE! | #VALUE! | #VALUE! | #VALUE! | #VALUE! | #VALUE! | 0.01147 | 3.6034 | -0.44557 | -0.1568 | 0.012737 | 0.09332 | 0.022078 | -0.06 | -0.030272 | 0.037237 | 0.034106 | -0.49317
0.01148 | 3.6065 | -0.44838 | #VALUE! | #VALUE! | #VALUE! | #VALUE! | #VALUE! | #VALUE! | #VALUE! | #VALUE! | #VALUE! | 0.01148 | 3.6065 | -0.44838 | -0.15454 | 0.0158 | 0.092023 | 0.01892 | -0.059924 | -0.027844 | 0.038195 | 0.032361 | -0.49339
0.01149 | 3.6097 | -0.45119 | #VALUE! | #VALUE! | #VALUE! | #VALUE! | #VALUE! | #VALUE! | #VALUE! | #VALUE! | #VALUE! | 0.01149 | 3.6097 | -0.45119 | -0.15224 | 0.018855 | 0.090616 | 0.01573 | -0.059678 | -0.025317 | 0.038953 | 0.030416 | -0.49386
0.0115 | 3.6128 | -0.45399 | #VALUE! | #VALUE! | #VALUE! | #VALUE! | #VALUE! | #VALUE! | #VALUE! | #VALUE! | #VALUE! | 0.0115 | 3.6128 | -0.45399 | -0.14991 | 0.021901 | 0.089101 | 0.012515 | -0.059261 | -0.0227 | 0.039508 | 0.028284 | -0.49455
0.01151 | 3.616 | -0.45679 | #VALUE! | #VALUE! | #VALUE! | #VALUE! | #VALUE! | #VALUE! | #VALUE! | #VALUE! | #VALUE! | 0.01151 | 3.616 | -0.45679 | -0.14753 | 0.024936 | 0.087479 | 0.0092782 | -0.058676 | -0.020001 | 0.039856 | 0.025978 | -0.49547
0.01152 | 3.6191 | -0.45958 | #VALUE! | #VALUE! | #VALUE! | #VALUE! | #VALUE! | #VALUE! | #VALUE! | #VALUE! | #VALUE! | 0.01152 | 3.6191 | -0.45958 | -0.14512 | 0.027959 | 0.085753 | 0.0060261 | -0.057923 | -0.017232 | 0.039997 | 0.023511 | -0.49661
0.01153 | 3.6223 | -0.46237 | #VALUE! | #VALUE! | #VALUE! | #VALUE! | #VALUE! | #VALUE! | #VALUE! | #VALUE! | #VALUE! | 0.01153 | 3.6223 | -0.46237 | -0.14268 | 0.030969 | 0.083924 | 0.0027641 | -0.057005 | -0.014401 | 0.039929 | 0.0209 | -0.49797
0.01154 | 3.6254 | -0.46515 | #VALUE! | #VALUE! | #VALUE! | #VALUE! | #VALUE! | #VALUE! | #VALUE! | #VALUE! | #VALUE! | 0.01154 | 3.6254 | -0.46515 | -0.1402 | 0.033964 | 0.081995 | -0.00050265 | -0.055924 | -0.011519 | 0.039652 | 0.01816 | -0.49952
0.01155 | 3.6285 | -0.46793 | #VALUE! | #VALUE! | #VALUE! | #VALUE! | #VALUE! | #VALUE! | #VALUE! | #VALUE! | #VALUE! | 0.01155 | 3.6285 | -0.46793 | -0.13768 | 0.036942 | 0.079968 | -0.0037685 | -0.054684 | -0.0085965 | 0.039169 | 0.015307 | -0.50128
0.01156 | 3.6317 | -0.4707 | #VALUE! | #VALUE! | #VALUE! | #VALUE! | #VALUE! | #VALUE! | #VALUE! | #VALUE! | #VALUE! | 0.01156 | 3.6317 | -0.4707 | -0.13513 | 0.039903 | 0.077846 | -0.0070281 | -0.053288 | -0.0056428 | 0.038481 | 0.012361 | -0.50321
0.01157 | 3.6348 | -0.47347 | #VALUE! | #VALUE! | #VALUE! | #VALUE! | #VALUE! | #VALUE! | #VALUE! | #VALUE! | #VALUE! | 0.01157 | 3.6348 | -0.47347 | -0.13255 | 0.042844 | 0.075631 | -0.010276 | -0.05174 | -0.0026691 | 0.037592 | 0.0093378 | -0.5053
0.01158 | 3.638 | -0.47624 | #VALUE! | #VALUE! | #VALUE! | #VALUE! | #VALUE! | #VALUE! | #VALUE! | #VALUE! | #VALUE! | 0.01158 | 3.638 | -0.47624 | -0.12994 | 0.045764 | 0.073326 | -0.013507 | -0.050045 | 0.00031416 | 0.036508 | 0.0062574 | -0.50756
0.01159 | 3.6411 | -0.479 | #VALUE! | #VALUE! | #VALUE! | #VALUE! | #VALUE! | #VALUE! | #VALUE! | #VALUE! | #VALUE! | 0.01159 | 3.6411 | -0.479 | -0.12729 | 0.048663 | 0.070932 | -0.016715 | -0.048206 | 0.0032963 | 0.035232 | 0.0031384 | -0.50995
0.0116 | 3.6442 | -0.48175 | #VALUE! | #VALUE! | #VALUE! | #VALUE! | #VALUE! | #VALUE! | #VALUE! | #VALUE! | #VALUE! | 0.0116 | 3.6442 | -0.48175 | -0.12461 | 0.051537 | 0.068455 | -0.019895 | -0.046231 | 0.0062667 | 0.033773 | 9.6065e-14 | -0.51246
0.01161 | 3.6474 | -0.4845 | #VALUE! | #VALUE! | #VALUE! | #VALUE! | #VALUE! | #VALUE! | #VALUE! | #VALUE! | #VALUE! | 0.01161 | 3.6474 | -0.4845 | -0.1219 | 0.054387 | 0.065895 | -0.023042 | -0.044123 | 0.0092147 | 0.032138 | -0.0031384 | -0.51507
0.01162 | 3.6505 | -0.48725 | #VALUE! | #VALUE! | #VALUE! | #VALUE! | #VALUE! | #VALUE! | #VALUE! | #VALUE! | #VALUE! | 0.01162 | 3.6505 | -0.48725 | -0.11916 | 0.057211 | 0.063257 | -0.026151 | -0.04189 | 0.01213 | 0.030334 | -0.0062574 | -0.51778
0.01163 | 3.6537 | -0.48999 | #VALUE! | #VALUE! | #VALUE! | #VALUE! | #VALUE! | #VALUE! | #VALUE! | #VALUE! | #VALUE! | 0.01163 | 3.6537 | -0.48999 | -0.11639 | 0.060007 | 0.060543 | -0.029216 | -0.039537 | 0.015002 | 0.028373 | -0.0093378 | -0.52055
0.01164 | 3.6568 | -0.49273 | #VALUE! | #VALUE! | #VALUE! | #VALUE! | #VALUE! | #VALUE! | #VALUE! | #VALUE! | #VALUE! | 0.01164 | 3.6568 | -0.49273 | -0.1136 | 0.062774 | 0.057757 | -0.032233 | -0.037072 | 0.017821 | 0.026263 | -0.012361 | -0.52337
0.01165 | 3.66 | -0.49546 | #VALUE! | #VALUE! | #VALUE! | #VALUE! | #VALUE! | #VALUE! | #VALUE! | #VALUE! | #VALUE! | 0.01165 | 3.66 | -0.49546 | -0.11077 | 0.06551 | 0.054902 | -0.035195 | -0.0345 | 0.020576 | 0.024017 | -0.015307 | -0.52623
0.01166 | 3.6631 | -0.49819 | #VALUE! | #VALUE! | #VALUE! | #VALUE! | #VALUE! | #VALUE! | #VALUE! | #VALUE! | #VALUE! | 0.01166 | 3.6631 | -0.49819 | -0.10792 | 0.068215 | 0.051982 | -0.038099 | -0.031831 | 0.023258 | 0.021645 | -0.01816 | -0.52909
0.01167 | 3.6662 | -0.50091 | #VALUE! | #VALUE! | #VALUE! | #VALUE! | #VALUE! | #VALUE! | #VALUE! | #VALUE! | #VALUE! | 0.01167 | 3.6662 | -0.50091 | -0.10504 | 0.070887 | 0.048999 | -0.040939 | -0.02907 | 0.025857 | 0.01916 | -0.0209 | -0.53195
0.01168 | 3.6694 | -0.50362 | #VALUE! | #VALUE! | #VALUE! | #VALUE! | #VALUE! | #VALUE! | #VALUE! | #VALUE! | #VALUE! | 0.01168 | 3.6694 | -0.50362 | -0.10213 | 0.073524 | 0.045958 | -0.043712 | -0.026227 | 0.028363 | 0.016575 | -0.023511 | -0.53478
0.01169 | 3.6725 | -0.50633 | #VALUE! | #VALUE! | #VALUE! | #VALUE! | #VALUE! | #VALUE! | #VALUE! | #VALUE! | #VALUE! | 0.01169 | 3.6725 | -0.50633 | -0.099201 | 0.076126 | 0.042862 | -0.046411 | -0.023309 | 0.030769 | 0.013904 | -0.025978 | -0.53757
0.0117 | 3.6757 | -0.50904 | #VALUE! | #VALUE! | #VALUE! | #VALUE! | #VALUE! | #VALUE! | #VALUE! | #VALUE! | #VALUE! | 0.0117 | 3.6757 | -0.50904 | -0.096246 | 0.078692 | 0.039715 | -0.049033 | -0.020324 | 0.033066 | 0.01116 | -0.028284 | -0.5403
0.01171 | 3.6788 | -0.51174 | #VALUE! | #VALUE! | #VALUE! | #VALUE! | #VALUE! | #VALUE! | #VALUE! | #VALUE! | #VALUE! | 0.01171 | 3.6788 | -0.51174 | -0.093267 | 0.081219 | 0.03652 | -0.051573 | -0.017282 | 0.035244 | 0.0083574 | -0.030416 | -0.54294
0.01172 | 3.6819 | -0.51444 | #VALUE! | #VALUE! | #VALUE! | #VALUE! | #VALUE! | #VALUE! | #VALUE! | #VALUE! | #VALUE! | 0.01172 | 3.6819 | -0.51444 | -0.090265 | 0.083707 | 0.033282 | -0.054027 | -0.01419 | 0.037297 | 0.0055116 | -0.032361 | -0.54548
0.01173 | 3.6851 | -0.51713 | #VALUE! | #VALUE! | #VALUE! | #VALUE! | #VALUE! | #VALUE! | #VALUE! | #VALUE! | #VALUE! | 0.01173 | 3.6851 | -0.51713 | -0.087241 | 0.086154 | 0.030004 | -0.056391 | -0.011058 | 0.039217 | 0.002637 | -0.034106 | -0.54791
0.01174 | 3.6882 | -0.51982 | #VALUE! | #VALUE! | #VALUE! | #VALUE! | #VALUE! | #VALUE! | #VALUE! | #VALUE! | #VALUE! | 0.01174 | 3.6882 | -0.51982 | -0.084195 | 0.08856 | 0.02669 | -0.05866 | -0.0078939 | 0.040998 | -0.00025133 | -0.03564 | -0.55021
0.01175 | 3.6914 | -0.5225 | #VALUE! | #VALUE! | #VALUE! | #VALUE! | #VALUE! | #VALUE! | #VALUE! | #VALUE! | #VALUE! | 0.01175 | 3.6914 | -0.5225 | -0.081129 | 0.090923 | 0.023345 | -0.060832 | -0.0047075 | 0.042632 | -0.0031384 | -0.036955 | -0.55236
0.01176 | 3.6945 | -0.52517 | #VALUE! | #VALUE! | #VALUE! | #VALUE! | #VALUE! | #VALUE! | #VALUE! | #VALUE! | #VALUE! | 0.01176 | 3.6945 | -0.52517 | -0.078042 | 0.093242 | 0.019971 | -0.062903 | -0.0015078 | 0.044115 | -0.006009 | -0.038042 | -0.55435
0.01177 | 3.6977 | -0.52785 | #VALUE! | #VALUE! | #VALUE! | #VALUE! | #VALUE! | #VALUE! | #VALUE! | #VALUE! | #VALUE! | 0.01177 | 3.6977 | -0.52785 | -0.074937 | 0.095516 | 0.016574 | -0.064869 | 0.0016962 | 0.04544 | -0.0088483 | -0.038895 | -0.55617
0.01178 | 3.7008 | -0.53051 | #VALUE! | #VALUE! | #VALUE! | #VALUE! | #VALUE! | #VALUE! | #VALUE! | #VALUE! | #VALUE! | 0.01178 | 3.7008 | -0.53051 | -0.071812 | 0.097743 | 0.013156 | -0.066726 | 0.0048954 | 0.046604 | -0.011641 | -0.039508 | -0.5578
0.01179 | 3.7039 | -0.53317 | #VALUE! | #VALUE! | #VALUE! | #VALUE! | #VALUE! | #VALUE! | #VALUE! | #VALUE! | #VALUE! | 0.01179 | 3.7039 | -0.53317 | -0.06867 | 0.099924 | 0.0097235 | -0.068473 | 0.0080807 | 0.047601 | -0.014374 | -0.039877 | -0.55924
0.0118 | 3.7071 | -0.53583 | #VALUE! | #VALUE! | #VALUE! | #VALUE! | #VALUE! | #VALUE! | #VALUE! | #VALUE! | #VALUE! | 0.0118 | 3.7071 | -0.53583 | -0.065512 | 0.10206 | 0.0062791 | -0.070105 | 0.011243 | 0.048429 | -0.017031 | -0.04 | -0.56047
0.01181 | 3.7102 | -0.53848 | #VALUE! | #VALUE! | #VALUE! | #VALUE! | #VALUE! | #VALUE! | #VALUE! | #VALUE! | #VALUE! | 0.01181 | 3.7102 | -0.53848 | -0.062337 | 0.10414 | 0.0028271 | -0.07162 | 0.014373 | 0.049085 | -0.0196 | -0.039877 | -0.56149
0.01182 | 3.7134 | -0.54112 | #VALUE! | #VALUE! | #VALUE! | #VALUE! | #VALUE! | #VALUE! | #VALUE! | #VALUE! | #VALUE! | 0.01182 | 3.7134 | -0.54112 | -0.059146 | 0.10617 | -0.00062831 | -0.073015 | 0.017462 | 0.049565 | -0.022066 | -0.039508 | -0.56229
0.01183 | 3.7165 | -0.54376 | #VALUE! | #VALUE! | #VALUE! | #VALUE! | #VALUE! | #VALUE! | #VALUE! | #VALUE! | #VALUE! | 0.01183 | 3.7165 | -0.54376 | -0.055941 | 0.10815 | -0.0040829 | -0.074289 | 0.020502 | 0.04987 | -0.024417 | -0.038895 | -0.56286
0.01184 | 3.7196 | -0.54639 | #VALUE! | #VALUE! | #VALUE! | #VALUE! | #VALUE! | #VALUE! | #VALUE! | #VALUE! | #VALUE! | 0.01184 | 3.7196 | -0.54639 | -0.052722 | 0.11008 | -0.0075327 | -0.075439 | 0.023482 | 0.049996 | -0.02664 | -0.038042 | -0.56321
0.01185 | 3.7228 | -0.54902 | #VALUE! | #VALUE! | #VALUE! | #VALUE! | #VALUE! | #VALUE! | #VALUE! | #VALUE! | #VALUE! | 0.01185 | 3.7228 | -0.54902 | -0.04949 | 0.11196 | -0.010973 | -0.076463 | 0.026396 | 0.049944 | -0.028725 | -0.036955 | -0.56333
0.01186 | 3.7259 | -0.55165 | #VALUE! | #VALUE! | #VALUE! | #VALUE! | #VALUE! | #VALUE! | #VALUE! | #VALUE! | #VALUE! | 0.01186 | 3.7259 | -0.55165 | -0.046246 | 0.11378 | -0.014401 | -0.07736 | 0.029235 | 0.049715 | -0.03066 | -0.03564 | -0.56323
0.01187 | 3.7291 | -0.55426 | #VALUE! | #VALUE! | #VALUE! | #VALUE! | #VALUE! | #VALUE! | #VALUE! | #VALUE! | #VALUE! | 0.01187 | 3.7291 | -0.55426 | -0.042991 | 0.11554 | -0.017812 | -0.078128 | 0.03199 | 0.049309 | -0.032434 | -0.034106 | -0.56289
0.01188 | 3.7322 | -0.55688 | #VALUE! | #VALUE! | #VALUE! | #VALUE! | #VALUE! | #VALUE! | #VALUE! | #VALUE! | #VALUE! | 0.01188 | 3.7322 | -0.55688 | -0.039725 | 0.11725 | -0.021201 | -0.078765 | 0.034654 | 0.048726 | -0.03404 | -0.032361 | -0.56233
0.01189 | 3.7354 | -0.55948 | #VALUE! | #VALUE! | #VALUE! | #VALUE! | #VALUE! | #VALUE! | #VALUE! | #VALUE! | #VALUE! | 0.01189 | 3.7354 | -0.55948 | -0.036449 | 0.11891 | -0.024565 | -0.079271 | 0.03722 | 0.047971 | -0.035468 | -0.030416 | -0.56155
0.0119 | 3.7385 | -0.56208 | #VALUE! | #VALUE! | #VALUE! | #VALUE! | #VALUE! | #VALUE! | #VALUE! | #VALUE! | #VALUE! | 0.0119 | 3.7385 | -0.56208 | -0.033164 | 0.1205 | -0.027899 | -0.079645 | 0.039679 | 0.047044 | -0.03671 | -0.028284 | -0.56056
0.01191 | 3.7416 | -0.56468 | #VALUE! | #VALUE! | #VALUE! | #VALUE! | #VALUE! | #VALUE! | #VALUE! | #VALUE! | #VALUE! | 0.01191 | 3.7416 | -0.56468 | -0.029871 | 0.12204 | -0.0312 | -0.079886 | 0.042025 | 0.04595 | -0.037761 | -0.025978 | -0.55936
0.01192 | 3.7448 | -0.56727 | #VALUE! | #VALUE! | #VALUE! | #VALUE! | #VALUE! | #VALUE! | #VALUE! | #VALUE! | #VALUE! | 0.01192 | 3.7448 | -0.56727 | -0.026571 | 0.12352 | -0.034464 | -0.079994 | 0.044251 | 0.044692 | -0.038615 | -0.023511 | -0.55796
0.01193 | 3.7479 | -0.56985 | #VALUE! | #VALUE! | #VALUE! | #VALUE! | #VALUE! | #VALUE! | #VALUE! | #VALUE! | #VALUE! | 0.01193 | 3.7479 | -0.56985 | -0.023264 | 0.12494 | -0.037687 | -0.079968 | 0.046351 | 0.043275 | -0.039268 | -0.0209 | -0.55637
0.01194 | 3.7511 | -0.57243 | #VALUE! | #VALUE! | #VALUE! | #VALUE! | #VALUE! | #VALUE! | #VALUE! | #VALUE! | #VALUE! | 0.01194 | 3.7511 | -0.57243 | -0.019951 | 0.1263 | -0.040865 | -0.079809 | 0.048318 | 0.041704 | -0.039715 | -0.01816 | -0.55461
0.01195 | 3.7542 | -0.57501 | #VALUE! | #VALUE! | #VALUE! | #VALUE! | #VALUE! | #VALUE! | #VALUE! | #VALUE! | #VALUE! | 0.01195 | 3.7542 | -0.57501 | -0.016633 | 0.1276 | -0.043994 | -0.079517 | 0.050148 | 0.039984 | -0.039956 | -0.015307 | -0.55268
0.01196 | 3.7573 | -0.57757 | #VALUE! | #VALUE! | #VALUE! | #VALUE! | #VALUE! | #VALUE! | #VALUE! | #VALUE! | #VALUE! | 0.01196 | 3.7573 | -0.57757 | -0.013312 | 0.12883 | -0.04707 | -0.079092 | 0.051835 | 0.038122 | -0.039987 | -0.012361 | -0.5506
0.01197 | 3.7605 | -0.58013 | #VALUE! | #VALUE! | #VALUE! | #VALUE! | #VALUE! | #VALUE! | #VALUE! | #VALUE! | #VALUE! | 0.01197 | 3.7605 | -0.58013 | -0.0099866 | 0.13001 | -0.050091 | -0.078535 | 0.053375 | 0.036124 | -0.03981 | -0.0093378 | -0.54839
0.01198 | 3.7636 | -0.58269 | #VALUE! | #VALUE! | #VALUE! | #VALUE! | #VALUE! | #VALUE! | #VALUE! | #VALUE! | #VALUE! | 0.01198 | 3.7636 | -0.58269 | -0.0066591 | 0.13112 | -0.053051 | -0.077848 | 0.054761 | 0.033998 | -0.039426 | -0.0062574 | -0.54606
0.01199 | 3.7668 | -0.58524 | #VALUE! | #VALUE! | #VALUE! | #VALUE! | #VALUE! | #VALUE! | #VALUE! | #VALUE! | #VALUE! | 0.01199 | 3.7668 | -0.58524 | -0.00333 | 0.13216 | -0.055948 | -0.07703 | 0.055992 | 0.03175 | -0.038835 | -0.0031384 | -0.54362
0.012 | 3.7699 | -0.58779 | #VALUE! | #VALUE! | #VALUE! | #VALUE! | #VALUE! | #VALUE! | #VALUE! | #VALUE! | #VALUE! | 0.012 | 3.7699 | -0.58779 | -1.0635e-13 | 0.13315 | -0.058779 | -0.076085 | 0.057063 | 0.029389 | -0.038042 | -1.0048e-13 | -0.54109
0.01201 | 3.7731 | -0.59032 | #VALUE! | #VALUE! | #VALUE! | #VALUE! | #VALUE! | #VALUE! | #VALUE! | #VALUE! | #VALUE! | 0.01201 | 3.7731 | -0.59032 | 0.00333 | 0.13407 | -0.061539 | -0.075012 | 0.057972 | 0.026924 | -0.037051 | 0.0031384 | -0.53849
0.01202 | 3.7762 | -0.59286 | #VALUE! | #VALUE! | #VALUE! | #VALUE! | #VALUE! | #VALUE! | #VALUE! | #VALUE! | #VALUE! | 0.01202 | 3.7762 | -0.59286 | 0.0066591 | 0.13492 | -0.064225 | -0.073814 | 0.058715 | 0.024363 | -0.035866 | 0.0062574 | -0.53585
0.01203 | 3.7793 | -0.59538 | #VALUE! | #VALUE! | #VALUE! | #VALUE! | #VALUE! | #VALUE! | #VALUE! | #VALUE! | #VALUE! | 0.01203 | 3.7793 | -0.59538 | 0.0099866 | 0.13571 | -0.066835 | -0.072493 | 0.05929 | 0.021714 | -0.034493 | 0.0093378 | -0.53317
0.01204 | 3.7825 | -0.5979 | #VALUE! | #VALUE! | #VALUE! | #VALUE! | #VALUE! | #VALUE! | #VALUE! | #VALUE! | #VALUE! | 0.01204 | 3.7825 | -0.5979 | 0.013312 | 0.13643 | -0.069365 | -0.071051 | 0.059697 | 0.018989 | -0.032941 | 0.012361 | -0.53047
0.01205 | 3.7856 | -0.60042 | #VALUE! | #VALUE! | #VALUE! | #VALUE! | #VALUE! | #VALUE! | #VALUE! | #VALUE! | #VALUE! | 0.01205 | 3.7856 | -0.60042 | 0.016633 | 0.13709 | -0.071813 | -0.069491 | 0.059933 | 0.016196 | -0.031217 | 0.015307 | -0.52778
0.01206 | 3.7888 | -0.60293 | #VALUE! | #VALUE! | #VALUE! | #VALUE! | #VALUE! | #VALUE! | #VALUE! | #VALUE! | #VALUE! | 0.01206 | 3.7888 | -0.60293 | 0.019951 | 0.13768 | -0.074174 | -0.067814 | 0.059999 | 0.013345 | -0.02933 | 0.01816 | -0.52511
0.01207 | 3.7919 | -0.60543 | #VALUE! | #VALUE! | #VALUE! | #VALUE! | #VALUE! | #VALUE! | #VALUE! | #VALUE! | #VALUE! | 0.01207 | 3.7919 | -0.60543 | 0.023264 | 0.13821 | -0.076447 | -0.066025 | 0.059893 | 0.010447 | -0.02729 | 0.0209 | -0.52248
0.01208 | 3.795 | -0.60793 | #VALUE! | #VALUE! | #VALUE! | #VALUE! | #VALUE! | #VALUE! | #VALUE! | #VALUE! | #VALUE! | 0.01208 | 3.795 | -0.60793 | 0.026571 | 0.13866 | -0.078629 | -0.064125 | 0.059617 | 0.0075113 | -0.025108 | 0.023511 | -0.51992
0.01209 | 3.7982 | -0.61042 | #VALUE! | #VALUE! | #VALUE! | #VALUE! | #VALUE! | #VALUE! | #VALUE! | #VALUE! | #VALUE! | 0.01209 | 3.7982 | -0.61042 | 0.029871 | 0.13906 | -0.080717 | -0.062119 | 0.05917 | 0.004549 | -0.022794 | 0.025978 | -0.51743
0.0121 | 3.8013 | -0.61291 | #VALUE! | #VALUE! | #VALUE! | #VALUE! | #VALUE! | #VALUE! | #VALUE! | #VALUE! | #VALUE! | 0.0121 | 3.8013 | -0.61291 | 0.033164 | 0.13938 | -0.082708 | -0.060009 | 0.058555 | 0.0015705 | -0.020362 | 0.028284 | -0.51503
0.01211 | 3.8045 | -0.61539 | #VALUE! | #VALUE! | #VALUE! | #VALUE! | #VALUE! | #VALUE! | #VALUE! | #VALUE! | #VALUE! | 0.01211 | 3.8045 | -0.61539 | 0.036449 | 0.13963 | -0.084601 | -0.057799 | 0.057773 | -0.0014135 | -0.017823 | 0.030416 | -0.51275
0.01212 | 3.8076 | -0.61786 | #VALUE! | #VALUE! | #VALUE! | #VALUE! | #VALUE! | #VALUE! | #VALUE! | #VALUE! | #VALUE! | 0.01212 | 3.8076 | -0.61786 | 0.039725 | 0.13982 | -0.086392 | -0.055492 | 0.056826 | -0.0043926 | -0.015191 | 0.032361 | -0.51059
0.01213 | 3.8108 | -0.62033 | #VALUE! | #VALUE! | #VALUE! | #VALUE! | #VALUE! | #VALUE! | #VALUE! | #VALUE! | #VALUE! | 0.01213 | 3.8108 | -0.62033 | 0.042991 | 0.13994 | -0.088081 | -0.053093 | 0.055717 | -0.0073559 | -0.01248 | 0.034106 | -0.50858
0.01214 | 3.8139 | -0.62279 | #VALUE! | #VALUE! | #VALUE! | #VALUE! | #VALUE! | #VALUE! | #VALUE! | #VALUE! | #VALUE! | 0.01214 | 3.8139 | -0.62279 | 0.046246 | 0.14 | -0.089664 | -0.050606 | 0.054449 | -0.010293 | -0.009704 | 0.03564 | -0.50672
0.01215 | 3.817 | -0.62524 | #VALUE! | #VALUE! | #VALUE! | #VALUE! | #VALUE! | #VALUE! | #VALUE! | #VALUE! | #VALUE! | 0.01215 | 3.817 | -0.62524 | 0.04949 | 0.13998 | -0.09114 | -0.048034 | 0.053026 | -0.013194 | -0.0068772 | 0.036955 | -0.50503
0.01216 | 3.8202 | -0.62769 | #VALUE! | #VALUE! | #VALUE! | #VALUE! | #VALUE! | #VALUE! | #VALUE! | #VALUE! | #VALUE! | 0.01216 | 3.8202 | -0.62769 | 0.052722 | 0.1399 | -0.092508 | -0.045382 | 0.051452 | -0.016047 | -0.0040145 | 0.038042 | -0.50353
0.01217 | 3.8233 | -0.63013 | #VALUE! | #VALUE! | #VALUE! | #VALUE! | #VALUE! | #VALUE! | #VALUE! | #VALUE! | #VALUE! | 0.01217 | 3.8233 | -0.63013 | 0.055941 | 0.13975 | -0.093765 | -0.042654 | 0.049731 | -0.018844 | -0.0011308 | 0.038895 | -0.50221
0.01218 | 3.8265 | -0.63257 | #VALUE! | #VALUE! | #VALUE! | #VALUE! | #VALUE! | #VALUE! | #VALUE! | #VALUE! | #VALUE! | 0.01218 | 3.8265 | -0.63257 | 0.059146 | 0.13953 | -0.09491 | -0.039855 | 0.047868 | -0.021573 | 0.0017587 | 0.039508 | -0.50109
0.01219 | 3.8296 | -0.635 | #VALUE! | #VALUE! | #VALUE! | #VALUE! | #VALUE! | #VALUE! | #VALUE! | #VALUE! | #VALUE! | 0.01219 | 3.8296 | -0.635 | 0.062337 | 0.13925 | -0.095941 | -0.036989 | 0.045868 | -0.024225 | 0.0046391 | 0.039877 | -0.50019
0.0122 | 3.8327 | -0.63742 | #VALUE! | #VALUE! | #VALUE! | #VALUE! | #VALUE! | #VALUE! | #VALUE! | #VALUE! | #VALUE! | 0.0122 | 3.8327 | -0.63742 | 0.065512 | 0.1389 | -0.096858 | -0.034062 | 0.043738 | -0.026791 | 0.0074953 | 0.04 | -0.49949
0.01221 | 3.8359 | -0.63984 | #VALUE! | #VALUE! | #VALUE! | #VALUE! | #VALUE! | #VALUE! | #VALUE! | #VALUE! | #VALUE! | 0.01221 | 3.8359 | -0.63984 | 0.06867 | 0.13848 | -0.09766 | -0.031078 | 0.041483 | -0.029262 | 0.010312 | 0.039877 | -0.49902
0.01222 | 3.839 | -0.64225 | #VALUE! | #VALUE! | #VALUE! | #VALUE! | #VALUE! | #VALUE! | #VALUE! | #VALUE! | #VALUE! | 0.01222 | 3.839 | -0.64225 | 0.071812 | 0.13799 | -0.098345 | -0.028043 | 0.03911 | -0.031629 | 0.013076 | 0.039508 | -0.49877
0.01223 | 3.8422 | -0.64466 | #VALUE! | #VALUE! | #VALUE! | #VALUE! | #VALUE! | #VALUE! | #VALUE! | #VALUE! | #VALUE! | 0.01223 | 3.8422 | -0.64466 | 0.074937 | 0.13744 | -0.098912 | -0.02496 | 0.036625 | -0.033882 | 0.015771 | 0.038895 | -0.49875
0.01224 | 3.8453 | -0.64706 | #VALUE! | #VALUE! | #VALUE! | #VALUE! | #VALUE! | #VALUE! | #VALUE! | #VALUE! | #VALUE! | 0.01224 | 3.8453 | -0.64706 | 0.078042 | 0.13682 | -0.099361 | -0.021836 | 0.034036 | -0.036015 | 0.018383 | 0.038042 | -0.49895
0.01225 | 3.8485 | -0.64945 | #VALUE! | #VALUE! | #VALUE! | #VALUE! | #VALUE! | #VALUE! | #VALUE! | #VALUE! | #VALUE! | 0.01225 | 3.8485 | -0.64945 | 0.081129 | 0.13613 | -0.099692 | -0.018676 | 0.03135 | -0.03802 | 0.0209 | 0.036955 | -0.49937
0.01226 | 3.8516 | -0.65183 | #VALUE! | #VALUE! | #VALUE! | #VALUE! | #VALUE! | #VALUE! | #VALUE! | #VALUE! | #VALUE! | 0.01226 | 3.8516 | -0.65183 | 0.084195 | 0.13538 | -0.099903 | -0.015484 | 0.028574 | -0.03989 | 0.023308 | 0.03564 | -0.50001
0.01227 | 3.8547 | -0.65421 | #VALUE! | #VALUE! | #VALUE! | #VALUE! | #VALUE! | #VALUE! | #VALUE! | #VALUE! | #VALUE! | 0.01227 | 3.8547 | -0.65421 | 0.087241 | 0.13456 | -0.099996 | -0.012266 | 0.025717 | -0.041617 | 0.025594 | 0.034106 | -0.50087
0.01228 | 3.8579 | -0.65659 | #VALUE! | #VALUE! | #VALUE! | #VALUE! | #VALUE! | #VALUE! | #VALUE! | #VALUE! | #VALUE! | 0.01228 | 3.8579 | -0.65659 | 0.090265 | 0.13368 | -0.099968 | -0.0090285 | 0.022787 | -0.043196 | 0.027746 | 0.032361 | -0.50194
0.01229 | 3.861 | -0.65895 | #VALUE! | #VALUE! | #VALUE! | #VALUE! | #VALUE! | #VALUE! | #VALUE! | #VALUE! | #VALUE! | 0.01229 | 3.861 | -0.65895 | 0.093267 | 0.13273 | -0.099822 | -0.0057755 | 0.019791 | -0.044621 | 0.029754 | 0.030416 | -0.50321
0.0123 | 3.8642 | -0.66131 | #VALUE! | #VALUE! | #VALUE! | #VALUE! | #VALUE! | #VALUE! | #VALUE! | #VALUE! | #VALUE! | 0.0123 | 3.8642 | -0.66131 | 0.096246 | 0.13172 | -0.099556 | -0.0025129 | 0.016739 | -0.045888 | 0.031606 | 0.028284 | -0.50467
0.01231 | 3.8673 | -0.66367 | #VALUE! | #VALUE! | #VALUE! | #VALUE! | #VALUE! | #VALUE! | #VALUE! | #VALUE! | #VALUE! | 0.01231 | 3.8673 | -0.66367 | 0.099201 | 0.13065 | -0.099172 | 0.00075397 | 0.01364 | -0.046991 | 0.033294 | 0.025978 | -0.50631
0.01232 | 3.8704 | -0.66601 | #VALUE! | #VALUE! | #VALUE! | #VALUE! | #VALUE! | #VALUE! | #VALUE! | #VALUE! | #VALUE! | 0.01232 | 3.8704 | -0.66601 | 0.10213 | 0.12951 | -0.098669 | 0.0040195 | 0.010501 | -0.047926 | 0.034807 | 0.023511 | -0.50812
0.01233 | 3.8736 | -0.66835 | #VALUE! | #VALUE! | #VALUE! | #VALUE! | #VALUE! | #VALUE! | #VALUE! | #VALUE! | #VALUE! | 0.01233 | 3.8736 | -0.66835 | 0.10504 | 0.12831 | -0.098048 | 0.0072784 | 0.0073329 | -0.048691 | 0.036139 | 0.0209 | -0.51009
0.01234 | 3.8767 | -0.67069 | #VALUE! | #VALUE! | #VALUE! | #VALUE! | #VALUE! | #VALUE! | #VALUE! | #VALUE! | #VALUE! | 0.01234 | 3.8767 | -0.67069 | 0.10792 | 0.12705 | -0.09731 | 0.010525 | 0.0041436 | -0.049282 | 0.037283 | 0.01816 | -0.5122
0.01235 | 3.8799 | -0.67301 | #VALUE! | #VALUE! | #VALUE! | #VALUE! | #VALUE! | #VALUE! | #VALUE! | #VALUE! | #VALUE! | 0.01235 | 3.8799 | -0.67301 | 0.11077 | 0.12572 | -0.096456 | 0.013754 | 0.00094244 | -0.049698 | 0.038232 | 0.015307 | -0.51444
0.01236 | 3.883 | -0.67533 | #VALUE! | #VALUE! | #VALUE! | #VALUE! | #VALUE! | #VALUE! | #VALUE! | #VALUE! | #VALUE! | 0.01236 | 3.883 | -0.67533 | 0.1136 | 0.12434 | -0.095486 | 0.016961 | -0.0022614 | -0.049937 | 0.038981 | 0.012361 | -0.51678
0.01237 | 3.8862 | -0.67765 | #VALUE! | #VALUE! | #VALUE! | #VALUE! | #VALUE! | #VALUE! | #VALUE! | #VALUE! | #VALUE! | 0.01237 | 3.8862 | -0.67765 | 0.11639 | 0.12289 | -0.094403 | 0.020139 | -0.0054588 | -0.049998 | 0.039527 | 0.0093378 | -0.51922
0.01238 | 3.8893 | -0.67995 | #VALUE! | #VALUE! | #VALUE! | #VALUE! | #VALUE! | #VALUE! | #VALUE! | #VALUE! | #VALUE! | 0.01238 | 3.8893 | -0.67995 | 0.11916 | 0.12139 | -0.093207 | 0.023283 | -0.0086406 | -0.049881 | 0.039867 | 0.0062574 | -0.52172
0.01239 | 3.8924 | -0.68225 | #VALUE! | #VALUE! | #VALUE! | #VALUE! | #VALUE! | #VALUE! | #VALUE! | #VALUE! | #VALUE! | 0.01239 | 3.8924 | -0.68225 | 0.1219 | 0.11983 | -0.0919 | 0.026388 | -0.011798 | -0.049586 | 0.039998 | 0.0031384 | -0.52428
0.0124 | 3.8956 | -0.68455 | #VALUE! | #VALUE! | #VALUE! | #VALUE! | #VALUE! | #VALUE! | #VALUE! | #VALUE! | #VALUE! | 0.0124 | 3.8956 | -0.68455 | 0.12461 | 0.11821 | -0.090483 | 0.02945 | -0.014921 | -0.049114 | 0.039921 | 1.0602e-13 | -0.52688
0.01241 | 3.8987 | -0.68683 | #VALUE! | #VALUE! | #VALUE! | #VALUE! | #VALUE! | #VALUE! | #VALUE! | #VALUE! | #VALUE! | 0.01241 | 3.8987 | -0.68683 | 0.12729 | 0.11653 | -0.088958 | 0.032462 | -0.018002 | -0.048468 | 0.039636 | -0.0031384 | -0.52949
0.01242 | 3.9019 | -0.68911 | #VALUE! | #VALUE! | #VALUE! | #VALUE! | #VALUE! | #VALUE! | #VALUE! | #VALUE! | #VALUE! | 0.01242 | 3.9019 | -0.68911 | 0.12994 | 0.11479 | -0.087326 | 0.035421 | -0.021032 | -0.047649 | 0.039143 | -0.0062574 | -0.53208
0.01243 | 3.905 | -0.69139 | #VALUE! | #VALUE! | #VALUE! | #VALUE! | #VALUE! | #VALUE! | #VALUE! | #VALUE! | #VALUE! | 0.01243 | 3.905 | -0.69139 | 0.13255 | 0.113 | -0.085591 | 0.03832 | -0.024002 | -0.04666 | 0.038447 | -0.0093378 | -0.53466
0.01244 | 3.9081 | -0.69365 | #VALUE! | #VALUE! | #VALUE! | #VALUE! | #VALUE! | #VALUE! | #VALUE! | #VALUE! | #VALUE! | 0.01244 | 3.9081 | -0.69365 | 0.13513 | 0.11116 | -0.083753 | 0.041155 | -0.026903 | -0.045505 | 0.037549 | -0.012361 | -0.53718
0.01245 | 3.9113 | -0.69591 | #VALUE! | #VALUE! | #VALUE! | #VALUE! | #VALUE! | #VALUE! | #VALUE! | #VALUE! | #VALUE! | 0.01245 | 3.9113 | -0.69591 | 0.13768 | 0.10926 | -0.081815 | 0.043922 | -0.029728 | -0.044188 | 0.036456 | -0.015307 | -0.53963
0.01246 | 3.9144 | -0.69817 | #VALUE! | #VALUE! | #VALUE! | #VALUE! | #VALUE! | #VALUE! | #VALUE! | #VALUE! | #VALUE! | 0.01246 | 3.9144 | -0.69817 | 0.1402 | 0.10731 | -0.079779 | 0.046615 | -0.032467 | -0.042714 | 0.035173 | -0.01816 | -0.54199
0.01247 | 3.9176 | -0.70041 | #VALUE! | #VALUE! | #VALUE! | #VALUE! | #VALUE! | #VALUE! | #VALUE! | #VALUE! | #VALUE! | 0.01247 | 3.9176 | -0.70041 | 0.14268 | 0.10531 | -0.077649 | 0.049231 | -0.035114 | -0.041087 | 0.033706 | -0.0209 | -0.54424
0.01248 | 3.9207 | -0.70265 | #VALUE! | #VALUE! | #VALUE! | #VALUE! | #VALUE! | #VALUE! | #VALUE! | #VALUE! | #VALUE! | 0.01248 | 3.9207 | -0.70265 | 0.14512 | 0.10325 | -0.075425 | 0.051764 | -0.037661 | -0.039314 | 0.032063 | -0.023511 | -0.54636
0.01249 | 3.9238 | -0.70488 | #VALUE! | #VALUE! | #VALUE! | #VALUE! | #VALUE! | #VALUE! | #VALUE! | #VALUE! | #VALUE! | 0.01249 | 3.9238 | -0.70488 | 0.14753 | 0.10115 | -0.073112 | 0.054212 | -0.040101 | -0.037401 | 0.030252 | -0.025978 | -0.54833
0.0125 | 3.927 | -0.70711 | #VALUE! | #VALUE! | #VALUE! | #VALUE! | #VALUE! | #VALUE! | #VALUE! | #VALUE! | #VALUE! | 0.0125 | 3.927 | -0.70711 | 0.14991 | 0.098995 | -0.070711 | 0.056569 | -0.042426 | -0.035355 | 0.028284 | -0.028284 | -0.55013
0.01251 | 3.9301 | -0.70932 | #VALUE! | #VALUE! | #VALUE! | #VALUE! | #VALUE! | #VALUE! | #VALUE! | #VALUE! | #VALUE! | 0.01251 | 3.9301 | -0.70932 | 0.15224 | 0.096794 | -0.068225 | 0.058831 | -0.044631 | -0.033183 | 0.026169 | -0.030416 | -0.55174
0.01252 | 3.9333 | -0.71154 | #VALUE! | #VALUE! | #VALUE! | #VALUE! | #VALUE! | #VALUE! | #VALUE! | #VALUE! | #VALUE! | 0.01252 | 3.9333 | -0.71154 | 0.15454 | 0.094547 | -0.065659 | 0.060995 | -0.046708 | -0.030893 | 0.023916 | -0.032361 | -0.55316
0.01253 | 3.9364 | -0.71374 | #VALUE! | #VALUE! | #VALUE! | #VALUE! | #VALUE! | #VALUE! | #VALUE! | #VALUE! | #VALUE! | 0.01253 | 3.9364 | -0.71374 | 0.1568 | 0.092253 | -0.063013 | 0.063058 | -0.048652 | -0.028493 | 0.021539 | -0.034106 | -0.55435
0.01254 | 3.9396 | -0.71594 | #VALUE! | #VALUE! | #VALUE! | #VALUE! | #VALUE! | #VALUE! | #VALUE! | #VALUE! | #VALUE! | 0.01254 | 3.9396 | -0.71594 | 0.15902 | 0.089915 | -0.060293 | 0.065016 | -0.050457 | -0.025991 | 0.01905 | -0.03564 | -0.55531
0.01255 | 3.9427 | -0.71813 | #VALUE! | #VALUE! | #VALUE! | #VALUE! | #VALUE! | #VALUE! | #VALUE! | #VALUE! | #VALUE! | 0.01255 | 3.9427 | -0.71813 | 0.16121 | 0.087534 | -0.057501 | 0.066865 | -0.052118 | -0.023396 | 0.016461 | -0.036955 | -0.55603
0.01256 | 3.9458 | -0.72031 | #VALUE! | #VALUE! | #VALUE! | #VALUE! | #VALUE! | #VALUE! | #VALUE! | #VALUE! | #VALUE! | 0.01256 | 3.9458 | -0.72031 | 0.16335 | 0.08511 | -0.054639 | 0.068602 | -0.05363 | -0.020719 | 0.013786 | -0.038042 | -0.55649
0.01257 | 3.949 | -0.72248 | #VALUE! | #VALUE! | #VALUE! | #VALUE! | #VALUE! | #VALUE! | #VALUE! | #VALUE! | #VALUE! | 0.01257 | 3.949 | -0.72248 | 0.16545 | 0.082645 | -0.051713 | 0.070225 | -0.05499 | -0.017967 | 0.011039 | -0.038895 | -0.55669
0.01258 | 3.9521 | -0.72465 | #VALUE! | #VALUE! | #VALUE! | #VALUE! | #VALUE! | #VALUE! | #VALUE! | #VALUE! | #VALUE! | 0.01258 | 3.9521 | -0.72465 | 0.16751 | 0.08014 | -0.048725 | 0.071731 | -0.056193 | -0.015152 | 0.0082345 | -0.039508 | -0.55661
0.01259 | 3.9553 | -0.72681 | #VALUE! | #VALUE! | #VALUE! | #VALUE! | #VALUE! | #VALUE! | #VALUE! | #VALUE! | #VALUE! | 0.01259 | 3.9553 | -0.72681 | 0.16953 | 0.077597 | -0.045679 | 0.073118 | -0.057236 | -0.012282 | 0.0053871 | -0.039877 | -0.55625
0.0126 | 3.9584 | -0.72897 | #VALUE! | #VALUE! | #VALUE! | #VALUE! | #VALUE! | #VALUE! | #VALUE! | #VALUE! | #VALUE! | 0.0126 | 3.9584 | -0.72897 | 0.17151 | 0.075016 | -0.042578 | 0.074382 | -0.058115 | -0.0093691 | 0.0025116 | -0.04 | -0.55561
0.01261 | 3.9615 | -0.73112 | #VALUE! | #VALUE! | #VALUE! | #VALUE! | #VALUE! | #VALUE! | #VALUE! | #VALUE! | #VALUE! | 0.01261 | 3.9615 | -0.73112 | 0.17345 | 0.072398 | -0.039426 | 0.075523 | -0.058829 | -0.0064225 | -0.00037699 | -0.039877 | -0.55468
0.01262 | 3.9647 | -0.73326 | #VALUE! | #VALUE! | #VALUE! | #VALUE! | #VALUE! | #VALUE! | #VALUE! | #VALUE! | #VALUE! | 0.01262 | 3.9647 | -0.73326 | 0.17534 | 0.069746 | -0.036228 | 0.076537 | -0.059375 | -0.003453 | -0.0032636 | -0.039508 | -0.55346
0.01263 | 3.9678 | -0.73539 | #VALUE! | #VALUE! | #VALUE! | #VALUE! | #VALUE! | #VALUE! | #VALUE! | #VALUE! | #VALUE! | 0.01263 | 3.9678 | -0.73539 | 0.17719 | 0.06706 | -0.032986 | 0.077424 | -0.059751 | -0.00047123 | -0.0061332 | -0.038895 | -0.55195
0.01264 | 3.971 | -0.73751 | #VALUE! | #VALUE! | #VALUE! | #VALUE! | #VALUE! | #VALUE! | #VALUE! | #VALUE! | #VALUE! | 0.01264 | 3.971 | -0.73751 | 0.179 | 0.064341 | -0.029704 | 0.078181 | -0.059957 | 0.0025122 | -0.0089708 | -0.038042 | -0.55016
0.01265 | 3.9741 | -0.73963 | #VALUE! | #VALUE! | #VALUE! | #VALUE! | #VALUE! | #VALUE! | #VALUE! | #VALUE! | #VALUE! | 0.01265 | 3.9741 | -0.73963 | 0.18076 | 0.061591 | -0.026387 | 0.078809 | -0.059993 | 0.0054867 | -0.011762 | -0.036955 | -0.54808
0.01266 | 3.9773 | -0.74174 | #VALUE! | #VALUE! | #VALUE! | #VALUE! | #VALUE! | #VALUE! | #VALUE! | #VALUE! | #VALUE! | 0.01266 | 3.9773 | -0.74174 | 0.18248 | 0.058812 | -0.023039 | 0.079305 | -0.059857 | 0.0084417 | -0.014491 | -0.03564 | -0.54573
0.01267 | 3.9804 | -0.74385 | #VALUE! | #VALUE! | #VALUE! | #VALUE! | #VALUE! | #VALUE! | #VALUE! | #VALUE! | #VALUE! | 0.01267 | 3.9804 | -0.74385 | 0.18415 | 0.056004 | -0.019663 | 0.079668 | -0.05955 | 0.011367 | -0.017145 | -0.034106 | -0.54312
0.01268 | 3.9835 | -0.74594 | #VALUE! | #VALUE! | #VALUE! | #VALUE! | #VALUE! | #VALUE! | #VALUE! | #VALUE! | #VALUE! | 0.01268 | 3.9835 | -0.74594 | 0.18578 | 0.053169 | -0.016264 | 0.079899 | -0.059074 | 0.014251 | -0.019709 | -0.032361 | -0.54025
0.01269 | 3.9867 | -0.74803 | #VALUE! | #VALUE! | #VALUE! | #VALUE! | #VALUE! | #VALUE! | #VALUE! | #VALUE! | #VALUE! | 0.01269 | 3.9867 | -0.74803 | 0.18736 | 0.050308 | -0.012845 | 0.079996 | -0.058429 | 0.017085 | -0.022171 | -0.030416 | -0.53714
0.0127 | 3.9898 | -0.75011 | #VALUE! | #VALUE! | #VALUE! | #VALUE! | #VALUE! | #VALUE! | #VALUE! | #VALUE! | #VALUE! | 0.0127 | 3.9898 | -0.75011 | 0.18889 | 0.047423 | -0.0094108 | 0.079961 | -0.057618 | 0.019857 | -0.024516 | -0.028284 | -0.53381
0.01271 | 3.993 | -0.75218 | #VALUE! | #VALUE! | #VALUE! | #VALUE! | #VALUE! | #VALUE! | #VALUE! | #VALUE! | #VALUE! | 0.01271 | 3.993 | -0.75218 | 0.19038 | 0.044515 | -0.0059655 | 0.079791 | -0.056642 | 0.022559 | -0.026734 | -0.025978 | -0.53026
0.01272 | 3.9961 | -0.75425 | #VALUE! | #VALUE! | #VALUE! | #VALUE! | #VALUE! | #VALUE! | #VALUE! | #VALUE! | #VALUE! | 0.01272 | 3.9961 | -0.75425 | 0.19182 | 0.041586 | -0.002513 | 0.079489 | -0.055505 | 0.025181 | -0.028812 | -0.023511 | -0.52651
0.01273 | 3.9992 | -0.75631 | #VALUE! | #VALUE! | #VALUE! | #VALUE! | #VALUE! | #VALUE! | #VALUE! | #VALUE! | #VALUE! | 0.01273 | 3.9992 | -0.75631 | 0.19322 | 0.038636 | 0.00094246 | 0.079054 | -0.054209 | 0.027713 | -0.03074 | -0.0209 | -0.5226
0.01274 | 4.0024 | -0.75836 | #VALUE! | #VALUE! | #VALUE! | #VALUE! | #VALUE! | #VALUE! | #VALUE! | #VALUE! | #VALUE! | 0.01274 | 4.0024 | -0.75836 | 0.19456 | 0.035668 | 0.0043968 | 0.078487 | -0.052759 | 0.030146 | -0.032508 | -0.01816 | -0.51853
0.01275 | 4.0055 | -0.76041 | #VALUE! | #VALUE! | #VALUE! | #VALUE! | #VALUE! | #VALUE! | #VALUE! | #VALUE! | #VALUE! | 0.01275 | 4.0055 | -0.76041 | 0.19586 | 0.032682 | 0.0078459 | 0.07779 | -0.051158 | 0.032472 | -0.034106 | -0.015307 | -0.51432
0.01276 | 4.0087 | -0.76244 | #VALUE! | #VALUE! | #VALUE! | #VALUE! | #VALUE! | #VALUE! | #VALUE! | #VALUE! | #VALUE! | 0.01276 | 4.0087 | -0.76244 | 0.19711 | 0.029681 | 0.011286 | 0.076962 | -0.049412 | 0.034683 | -0.035525 | -0.012361 | -0.51002
0.01277 | 4.0118 | -0.76447 | #VALUE! | #VALUE! | #VALUE! | #VALUE! | #VALUE! | #VALUE! | #VALUE! | #VALUE! | #VALUE! | 0.01277 | 4.0118 | -0.76447 | 0.19831 | 0.026665 | 0.014712 | 0.076006 | -0.047525 | 0.036769 | -0.03676 | -0.0093378 | -0.50563
0.01278 | 4.015 | -0.76649 | #VALUE! | #VALUE! | #VALUE! | #VALUE! | #VALUE! | #VALUE! | #VALUE! | #VALUE! | #VALUE! | 0.01278 | 4.015 | -0.76649 | 0.19947 | 0.023637 | 0.018121 | 0.074924 | -0.045502 | 0.038725 | -0.037803 | -0.0062574 | -0.50118
0.01279 | 4.0181 | -0.76851 | #VALUE! | #VALUE! | #VALUE! | #VALUE! | #VALUE! | #VALUE! | #VALUE! | #VALUE! | #VALUE! | 0.01279 | 4.0181 | -0.76851 | 0.20057 | 0.020597 | 0.021508 | 0.073717 | -0.043349 | 0.040543 | -0.038648 | -0.0031384 | -0.49671
0.0128 | 4.0212 | -0.77051 | #VALUE! | #VALUE! | #VALUE! | #VALUE! | #VALUE! | #VALUE! | #VALUE! | #VALUE! | #VALUE! | 0.0128 | 4.0212 | -0.77051 | 0.20162 | 0.017547 | 0.024869 | 0.072386 | -0.041073 | 0.042216 | -0.039291 | -1.11e-13 | -0.49224
0.01281 | 4.0244 | -0.77251 | #VALUE! | #VALUE! | #VALUE! | #VALUE! | #VALUE! | #VALUE! | #VALUE! | #VALUE! | #VALUE! | 0.01281 | 4.0244 | -0.77251 | 0.20263 | 0.014488 | 0.028201 | 0.070935 | -0.038679 | 0.043739 | -0.03973 | 0.0031384 | -0.48779
0.01282 | 4.0275 | -0.7745 | #VALUE! | #VALUE! | #VALUE! | #VALUE! | #VALUE! | #VALUE! | #VALUE! | #VALUE! | #VALUE! | 0.01282 | 4.0275 | -0.7745 | 0.20358 | 0.011423 | 0.031499 | 0.069366 | -0.036176 | 0.045107 | -0.039961 | 0.0062574 | -0.48341
0.01283 | 4.0307 | -0.77649 | #VALUE! | #VALUE! | #VALUE! | #VALUE! | #VALUE! | #VALUE! | #VALUE! | #VALUE! | #VALUE! | 0.01283 | 4.0307 | -0.77649 | 0.20449 | 0.0083517 | 0.034759 | 0.067681 | -0.033569 | 0.046313 | -0.039984 | 0.0093378 | -0.47911
0.01284 | 4.0338 | -0.77846 | #VALUE! | #VALUE! | #VALUE! | #VALUE! | #VALUE! | #VALUE! | #VALUE! | #VALUE! | #VALUE! | 0.01284 | 4.0338 | -0.77846 | 0.20534 | 0.0052766 | 0.037978 | 0.065883 | -0.030866 | 0.047355 | -0.039798 | 0.012361 | -0.47493
0.01285 | 4.0369 | -0.78043 | #VALUE! | #VALUE! | #VALUE! | #VALUE! | #VALUE! | #VALUE! | #VALUE! | #VALUE! | #VALUE! | 0.01285 | 4.0369 | -0.78043 | 0.20614 | 0.002199 | 0.041151 | 0.063975 | -0.028076 | 0.048228 | -0.039404 | 0.015307 | -0.47091
0.01286 | 4.0401 | -0.78239 | #VALUE! | #VALUE! | #VALUE! | #VALUE! | #VALUE! | #VALUE! | #VALUE! | #VALUE! | #VALUE! | 0.01286 | 4.0401 | -0.78239 | 0.20689 | -0.00087964 | 0.044276 | 0.06196 | -0.025205 | 0.048929 | -0.038805 | 0.01816 | -0.46706
0.01287 | 4.0432 | -0.78434 | #VALUE! | #VALUE! | #VALUE! | #VALUE! | #VALUE! | #VALUE! | #VALUE! | #VALUE! | #VALUE! | 0.01287 | 4.0432 | -0.78434 | 0.2076 | -0.0039579 | 0.047347 | 0.059842 | -0.022263 | 0.049456 | -0.038003 | 0.0209 | -0.46343
0.01288 | 4.0464 | -0.78629 | #VALUE! | #VALUE! | #VALUE! | #VALUE! | #VALUE! | #VALUE! | #VALUE! | #VALUE! | #VALUE! | 0.01288 | 4.0464 | -0.78629 | 0.20824 | -0.0070342 | 0.050362 | 0.057625 | -0.019257 | 0.049807 | -0.037003 | 0.023511 | -0.46003
0.01289 | 4.0495 | -0.78823 | #VALUE! | #VALUE! | #VALUE! | #VALUE! | #VALUE! | #VALUE! | #VALUE! | #VALUE! | #VALUE! | 0.01289 | 4.0495 | -0.78823 | 0.20884 | -0.010107 | 0.053317 | 0.055311 | -0.016196 | 0.04998 | -0.03581 | 0.025978 | -0.45691
0.0129 | 4.0527 | -0.79016 | #VALUE! | #VALUE! | #VALUE! | #VALUE! | #VALUE! | #VALUE! | #VALUE! | #VALUE! | #VALUE! | 0.0129 | 4.0527 | -0.79016 | 0.20939 | -0.013175 | 0.056208 | 0.052905 | -0.013089 | 0.049975 | -0.03443 | 0.028284 | -0.45409
0.01291 | 4.0558 | -0.79208 | #VALUE! | #VALUE! | #VALUE! | #VALUE! | #VALUE! | #VALUE! | #VALUE! | #VALUE! | #VALUE! | 0.01291 | 4.0558 | -0.79208 | 0.20989 | -0.016237 | 0.059032 | 0.050411 | -0.0099442 | 0.049793 | -0.03287 | 0.030416 | -0.45159
0.01292 | 4.0589 | -0.79399 | #VALUE! | #VALUE! | #VALUE! | #VALUE! | #VALUE! | #VALUE! | #VALUE! | #VALUE! | #VALUE! | 0.01292 | 4.0589 | -0.79399 | 0.21033 | -0.019291 | 0.061786 | 0.047832 | -0.0067714 | 0.049433 | -0.031138 | 0.032361 | -0.44945
0.01293 | 4.0621 | -0.7959 | #VALUE! | #VALUE! | #VALUE! | #VALUE! | #VALUE! | #VALUE! | #VALUE! | #VALUE! | #VALUE! | 0.01293 | 4.0621 | -0.7959 | 0.21072 | -0.022335 | 0.064466 | 0.045174 | -0.0035793 | 0.048896 | -0.029245 | 0.034106 | -0.44769
0.01294 | 4.0652 | -0.79779 | #VALUE! | #VALUE! | #VALUE! | #VALUE! | #VALUE! | #VALUE! | #VALUE! | #VALUE! | #VALUE! | 0.01294 | 4.0652 | -0.79779 | 0.21106 | -0.025369 | 0.067069 | 0.042441 | -0.00037699 | 0.048186 | -0.027198 | 0.03564 | -0.44634
0.01295 | 4.0684 | -0.79968 | #VALUE! | #VALUE! | #VALUE! | #VALUE! | #VALUE! | #VALUE! | #VALUE! | #VALUE! | #VALUE! | 0.01295 | 4.0684 | -0.79968 | 0.21135 | -0.02839 | 0.069591 | 0.039637 | 0.0028264 | 0.047304 | -0.02501 | 0.036955 | -0.44542
0.01296 | 4.0715 | -0.80157 | #VALUE! | #VALUE! | #VALUE! | #VALUE! | #VALUE! | #VALUE! | #VALUE! | #VALUE! | #VALUE! | 0.01296 | 4.0715 | -0.80157 | 0.21158 | -0.031398 | 0.072031 | 0.036766 | 0.0060217 | 0.046254 | -0.022691 | 0.038042 | -0.44496
0.01297 | 4.0746 | -0.80344 | #VALUE! | #VALUE! | #VALUE! | #VALUE! | #VALUE! | #VALUE! | #VALUE! | #VALUE! | #VALUE! | 0.01297 | 4.0746 | -0.80344 | 0.21176 | -0.03439 | 0.074385 | 0.033835 | 0.0091998 | 0.045039 | -0.020253 | 0.038895 | -0.44497
0.01298 | 4.0778 | -0.80531 | #VALUE! | #VALUE! | #VALUE! | #VALUE! | #VALUE! | #VALUE! | #VALUE! | #VALUE! | #VALUE! | 0.01298 | 4.0778 | -0.80531 | 0.2119 | -0.037366 | 0.076649 | 0.030847 | 0.012352 | 0.043663 | -0.01771 | 0.039508 | -0.44547
0.01299 | 4.0809 | -0.80717 | #VALUE! | #VALUE! | #VALUE! | #VALUE! | #VALUE! | #VALUE! | #VALUE! | #VALUE! | #VALUE! | 0.01299 | 4.0809 | -0.80717 | 0.21197 | -0.040324 | 0.078823 | 0.027807 | 0.015468 | 0.042132 | -0.015075 | 0.039877 | -0.44648
0.013 | 4.0841 | -0.80902 | #VALUE! | #VALUE! | #VALUE! | #VALUE! | #VALUE! | #VALUE! | #VALUE! | #VALUE! | #VALUE! | 0.013 | 4.0841 | -0.80902 | 0.212 | -0.043262 | 0.080902 | 0.024721 | 0.018541 | 0.040451 | -0.012361 | 0.04 | -0.44803
0.01301 | 4.0872 | -0.81086 | #VALUE! | #VALUE! | #VALUE! | #VALUE! | #VALUE! | #VALUE! | #VALUE! | #VALUE! | #VALUE! | 0.01301 | 4.0872 | -0.81086 | 0.21197 | -0.04618 | 0.082884 | 0.021594 | 0.021561 | 0.038626 | -0.009582 | 0.039877 | -0.45011
0.01302 | 4.0904 | -0.81269 | #VALUE! | #VALUE! | #VALUE! | #VALUE! | #VALUE! | #VALUE! | #VALUE! | #VALUE! | #VALUE! | 0.01302 | 4.0904 | -0.81269 | 0.2119 | -0.049075 | 0.084768 | 0.018431 | 0.024519 | 0.036663 | -0.0067533 | 0.039508 | -0.45274
0.01303 | 4.0935 | -0.81452 | #VALUE! | #VALUE! | #VALUE! | #VALUE! | #VALUE! | #VALUE! | #VALUE! | #VALUE! | #VALUE! | 0.01303 | 4.0935 | -0.81452 | 0.21176 | -0.051946 | 0.08655 | 0.015237 | 0.027407 | 0.034569 | -0.0038894 | 0.038895 | -0.45593
0.01304 | 4.0966 | -0.81634 | #VALUE! | #VALUE! | #VALUE! | #VALUE! | #VALUE! | #VALUE! | #VALUE! | #VALUE! | #VALUE! | 0.01304 | 4.0966 | -0.81634 | 0.21158 | -0.054792 | 0.088229 | 0.012018 | 0.030217 | 0.032353 | -0.0010052 | 0.038042 | -0.4597
0.01305 | 4.0998 | -0.81815 | #VALUE! | #VALUE! | #VALUE! | #VALUE! | #VALUE! | #VALUE! | #VALUE! | #VALUE! | #VALUE! | 0.01305 | 4.0998 | -0.81815 | 0.21135 | -0.057612 | 0.089803 | 0.0087787 | 0.032941 | 0.030021 | 0.0018843 | 0.036955 | -0.46403
0.01306 | 4.1029 | -0.81995 | #VALUE! | #VALUE! | #VALUE! | #VALUE! | #VALUE! | #VALUE! | #VALUE! | #VALUE! | #VALUE! | 0.01306 | 4.1029 | -0.81995 | 0.21106 | -0.060404 | 0.091269 | 0.0055248 | 0.035571 | 0.027582 | 0.0047639 | 0.03564 | -0.46895
0.01307 | 4.1061 | -0.82175 | #VALUE! | #VALUE! | #VALUE! | #VALUE! | #VALUE! | #VALUE! | #VALUE! | #VALUE! | #VALUE! | 0.01307 | 4.1061 | -0.82175 | 0.21072 | -0.063166 | 0.092627 | 0.0022616 | 0.0381 | 0.025045 | 0.0076187 | 0.034106 | -0.47444
0.01308 | 4.1092 | -0.82353 | #VALUE! | #VALUE! | #VALUE! | #VALUE! | #VALUE! | #VALUE! | #VALUE! | #VALUE! | #VALUE! | 0.01308 | 4.1092 | -0.82353 | 0.21033 | -0.065899 | 0.093873 | -0.0010053 | 0.04052 | 0.022419 | 0.010434 | 0.032361 | -0.4805
0.01309 | 4.1123 | -0.82531 | #VALUE! | #VALUE! | #VALUE! | #VALUE! | #VALUE! | #VALUE! | #VALUE! | #VALUE! | #VALUE! | 0.01309 | 4.1123 | -0.82531 | 0.20989 | -0.068599 | 0.095008 | -0.0042705 | 0.042824 | 0.019713 | 0.013194 | 0.030416 | -0.48714
0.0131 | 4.1155 | -0.82708 | #VALUE! | #VALUE! | #VALUE! | #VALUE! | #VALUE! | #VALUE! | #VALUE! | #VALUE! | #VALUE! | 0.0131 | 4.1155 | -0.82708 | 0.20939 | -0.071266 | 0.096029 | -0.0075287 | 0.045007 | 0.016937 | 0.015886 | 0.028284 | -0.49434
0.01311 | 4.1186 | -0.82884 | #VALUE! | #VALUE! | #VALUE! | #VALUE! | #VALUE! | #VALUE! | #VALUE! | #VALUE! | #VALUE! | 0.01311 | 4.1186 | -0.82884 | 0.20884 | -0.073898 | 0.096936 | -0.010774 | 0.047061 | 0.0141 | 0.018495 | 0.025978 | -0.5021
0.01312 | 4.1218 | -0.8306 | #VALUE! | #VALUE! | #VALUE! | #VALUE! | #VALUE! | #VALUE! | #VALUE! | #VALUE! | #VALUE! | 0.01312 | 4.1218 | -0.8306 | 0.20824 | -0.076495 | 0.097727 | -0.014002 | 0.04898 | 0.011214 | 0.021007 | 0.023511 | -0.51041
0.01313 | 4.1249 | -0.83234 | #VALUE! | #VALUE! | #VALUE! | #VALUE! | #VALUE! | #VALUE! | #VALUE! | #VALUE! | #VALUE! | 0.01313 | 4.1249 | -0.83234 | 0.2076 | -0.079055 | 0.098401 | -0.017206 | 0.05076 | 0.0082868 | 0.02341 | 0.0209 | -0.51925
0.01314 | 4.1281 | -0.83408 | #VALUE! | #VALUE! | #VALUE! | #VALUE! | #VALUE! | #VALUE! | #VALUE! | #VALUE! | #VALUE! | 0.01314 | 4.1281 | -0.83408 | 0.20689 | -0.081577 | 0.098958 | -0.020382 | 0.052396 | 0.0053306 | 0.02569 | 0.01816 | -0.52861
0.01315 | 4.1312 | -0.83581 | #VALUE! | #VALUE! | #VALUE! | #VALUE! | #VALUE! | #VALUE! | #VALUE! | #VALUE! | #VALUE! | 0.01315 | 4.1312 | -0.83581 | 0.20614 | -0.084059 | 0.099396 | -0.023523 | 0.053882 | 0.0023553 | 0.027837 | 0.015307 | -0.53847
0.01316 | 4.1343 | -0.83753 | #VALUE! | #VALUE! | #VALUE! | #VALUE! | #VALUE! | #VALUE! | #VALUE! | #VALUE! | #VALUE! | 0.01316 | 4.1343 | -0.83753 | 0.20534 | -0.0865 | 0.099716 | -0.026626 | 0.055214 | -0.0006283 | 0.029838 | 0.012361 | -0.54881
0.01317 | 4.1375 | -0.83924 | #VALUE! | #VALUE! | #VALUE! | #VALUE! | #VALUE! | #VALUE! | #VALUE! | #VALUE! | #VALUE! | 0.01317 | 4.1375 | -0.83924 | 0.20449 | -0.0889 | 0.099917 | -0.029683 | 0.056389 | -0.0036097 | 0.031683 | 0.0093378 | -0.55962
0.01318 | 4.1406 | -0.84094 | #VALUE! | #VALUE! | #VALUE! | #VALUE! | #VALUE! | #VALUE! | #VALUE! | #VALUE! | #VALUE! | 0.01318 | 4.1406 | -0.84094 | 0.20358 | -0.091257 | 0.099998 | -0.032692 | 0.057403 | -0.0065782 | 0.033363 | 0.0062574 | -0.57087
0.01319 | 4.1438 | -0.84264 | #VALUE! | #VALUE! | #VALUE! | #VALUE! | #VALUE! | #VALUE! | #VALUE! | #VALUE! | #VALUE! | 0.01319 | 4.1438 | -0.84264 | 0.20263 | -0.093569 | 0.09996 | -0.035646 | 0.058253 | -0.0095233 | 0.034869 | 0.0031384 | -0.58253
0.0132 | 4.1469 | -0.84433 | #VALUE! | #VALUE! | #VALUE! | #VALUE! | #VALUE! | #VALUE! | #VALUE! | #VALUE! | #VALUE! | 0.0132 | 4.1469 | -0.84433 | 0.20162 | -0.095837 | 0.099803 | -0.03854 | 0.058937 | -0.012434 | 0.036193 | 1.1598e-13 | -0.59458
0.01321 | 4.15 | -0.84601 | #VALUE! | #VALUE! | #VALUE! | #VALUE! | #VALUE! | #VALUE! | #VALUE! | #VALUE! | #VALUE! | 0.01321 | 4.15 | -0.84601 | 0.20057 | -0.098058 | 0.099526 | -0.04137 | 0.059453 | -0.015301 | 0.037328 | -0.0031384 | -0.607
0.01322 | 4.1532 | -0.84768 | #VALUE! | #VALUE! | #VALUE! | #VALUE! | #VALUE! | #VALUE! | #VALUE! | #VALUE! | #VALUE! | 0.01322 | 4.1532 | -0.84768 | 0.19947 | -0.10023 | 0.099131 | -0.044132 | 0.0598 | -0.018114 | 0.038268 | -0.0062574 | -0.61975
0.01323 | 4.1563 | -0.84934 | #VALUE! | #VALUE! | #VALUE! | #VALUE! | #VALUE! | #VALUE! | #VALUE! | #VALUE! | #VALUE! | 0.01323 | 4.1563 | -0.84934 | 0.19831 | -0.10236 | 0.098617 | -0.046819 | 0.059976 | -0.020862 | 0.039009 | -0.0093378 | -0.6328
0.01324 | 4.1595 | -0.85099 | #VALUE! | #VALUE! | #VALUE! | #VALUE! | #VALUE! | #VALUE! | #VALUE! | #VALUE! | #VALUE! | 0.01324 | 4.1595 | -0.85099 | 0.19711 | -0.10443 | 0.097986 | -0.049429 | 0.059981 | -0.023535 | 0.039546 | -0.012361 | -0.64613
0.01325 | 4.1626 | -0.85264 | #VALUE! | #VALUE! | #VALUE! | #VALUE! | #VALUE! | #VALUE! | #VALUE! | #VALUE! | #VALUE! | 0.01325 | 4.1626 | -0.85264 | 0.19586 | -0.10646 | 0.097237 | -0.051956 | 0.059815 | -0.026125 | 0.039877 | -0.015307 | -0.65969
0.01326 | 4.1658 | -0.85428 | #VALUE! | #VALUE! | #VALUE! | #VALUE! | #VALUE! | #VALUE! | #VALUE! | #VALUE! | #VALUE! | 0.01326 | 4.1658 | -0.85428 | 0.19456 | -0.10843 | 0.096372 | -0.054396 | 0.059478 | -0.028622 | 0.039999 | -0.01816 | -0.67347
0.01327 | 4.1689 | -0.85591 | #VALUE! | #VALUE! | #VALUE! | #VALUE! | #VALUE! | #VALUE! | #VALUE! | #VALUE! | #VALUE! | 0.01327 | 4.1689 | -0.85591 | 0.19322 | -0.11035 | 0.095393 | -0.056746 | 0.058972 | -0.031016 | 0.039913 | -0.0209 | -0.68742
0.01328 | 4.172 | -0.85753 | #VALUE! | #VALUE! | #VALUE! | #VALUE! | #VALUE! | #VALUE! | #VALUE! | #VALUE! | #VALUE! | 0.01328 | 4.172 | -0.85753 | 0.19182 | -0.11222 | 0.094299 | -0.059001 | 0.058298 | -0.033301 | 0.039618 | -0.023511 | -0.70152
0.01329 | 4.1752 | -0.85914 | #VALUE! | #VALUE! | #VALUE! | #VALUE! | #VALUE! | #VALUE! | #VALUE! | #VALUE! | #VALUE! | 0.01329 | 4.1752 | -0.85914 | 0.19038 | -0.11403 | 0.093093 | -0.061158 | 0.057457 | -0.035466 | 0.039117 | -0.025978 | -0.71572
0.0133 | 4.1783 | -0.86074 | #VALUE! | #VALUE! | #VALUE! | #VALUE! | #VALUE! | #VALUE! | #VALUE! | #VALUE! | #VALUE! | 0.0133 | 4.1783 | -0.86074 | 0.18889 | -0.11579 | 0.091775 | -0.063212 | 0.056453 | -0.037506 | 0.038412 | -0.028284 | -0.73
0.01331 | 4.1815 | -0.86234 | #VALUE! | #VALUE! | #VALUE! | #VALUE! | #VALUE! | #VALUE! | #VALUE! | #VALUE! | #VALUE! | 0.01331 | 4.1815 | -0.86234 | 0.18736 | -0.11749 | 0.090348 | -0.065162 | 0.055287 | -0.039411 | 0.037506 | -0.030416 | -0.74432
0.01332 | 4.1846 | -0.86392 | #VALUE! | #VALUE! | #VALUE! | #VALUE! | #VALUE! | #VALUE! | #VALUE! | #VALUE! | #VALUE! | 0.01332 | 4.1846 | -0.86392 | 0.18578 | -0.11914 | 0.088814 | -0.067002 | 0.053964 | -0.041177 | 0.036404 | -0.032361 | -0.75864
0.01333 | 4.1877 | -0.8655 | #VALUE! | #VALUE! | #VALUE! | #VALUE! | #VALUE! | #VALUE! | #VALUE! | #VALUE! | #VALUE! | 0.01333 | 4.1877 | -0.8655 | 0.18415 | -0.12073 | 0.087173 | -0.068731 | 0.052487 | -0.042795 | 0.035113 | -0.034106 | -0.77294
0.01334 | 4.1909 | -0.86707 | #VALUE! | #VALUE! | #VALUE! | #VALUE! | #VALUE! | #VALUE! | #VALUE! | #VALUE! | #VALUE! | 0.01334 | 4.1909 | -0.86707 | 0.18248 | -0.12226 | 0.085428 | -0.070345 | 0.050861 | -0.044262 | 0.033638 | -0.03564 | -0.78717
0.01335 | 4.194 | -0.86863 | #VALUE! | #VALUE! | #VALUE! | #VALUE! | #VALUE! | #VALUE! | #VALUE! | #VALUE! | #VALUE! | 0.01335 | 4.194 | -0.86863 | 0.18076 | -0.12373 | 0.083581 | -0.071842 | 0.049089 | -0.04557 | 0.031987 | -0.036955 | -0.80131
0.01336 | 4.1972 | -0.87018 | #VALUE! | #VALUE! | #VALUE! | #VALUE! | #VALUE! | #VALUE! | #VALUE! | #VALUE! | #VALUE! | 0.01336 | 4.1972 | -0.87018 | 0.179 | -0.12514 | 0.081634 | -0.073219 | 0.047177 | -0.046716 | 0.03017 | -0.038042 | -0.81532
0.01337 | 4.2003 | -0.87173 | #VALUE! | #VALUE! | #VALUE! | #VALUE! | #VALUE! | #VALUE! | #VALUE! | #VALUE! | #VALUE! | 0.01337 | 4.2003 | -0.87173 | 0.17719 | -0.12649 | 0.07959 | -0.074474 | 0.045131 | -0.047696 | 0.028195 | -0.038895 | -0.82917
0.01338 | 4.2035 | -0.87326 | #VALUE! | #VALUE! | #VALUE! | #VALUE! | #VALUE! | #VALUE! | #VALUE! | #VALUE! | #VALUE! | 0.01338 | 4.2035 | -0.87326 | 0.17534 | -0.12778 | 0.07745 | -0.075605 | 0.042956 | -0.048506 | 0.026073 | -0.039508 | -0.84284
0.01339 | 4.2066 | -0.87479 | #VALUE! | #VALUE! | #VALUE! | #VALUE! | #VALUE! | #VALUE! | #VALUE! | #VALUE! | #VALUE! | 0.01339 | 4.2066 | -0.87479 | 0.17345 | -0.129 | 0.075218 | -0.07661 | 0.040659 | -0.049144 | 0.023815 | -0.039877 | -0.85628
0.0134 | 4.2097 | -0.87631 | #VALUE! | #VALUE! | #VALUE! | #VALUE! | #VALUE! | #VALUE! | #VALUE! | #VALUE! | #VALUE! | 0.0134 | 4.2097 | -0.87631 | 0.17151 | -0.13017 | 0.072897 | -0.077487 | 0.038245 | -0.049606 | 0.021433 | -0.04 | -0.86948
0.01341 | 4.2129 | -0.87782 | #VALUE! | #VALUE! | #VALUE! | #VALUE! | #VALUE! | #VALUE! | #VALUE! | #VALUE! | #VALUE! | 0.01341 | 4.2129 | -0.87782 | 0.16953 | -0.13127 | 0.070488 | -0.078234 | 0.035723 | -0.049891 | 0.018939 | -0.039877 | -0.88241
0.01342 | 4.216 | -0.87932 | #VALUE! | #VALUE! | #VALUE! | #VALUE! | #VALUE! | #VALUE! | #VALUE! | #VALUE! | #VALUE! | 0.01342 | 4.216 | -0.87932 | 0.16751 | -0.13231 | 0.067995 | -0.078852 | 0.033099 | -0.049999 | 0.016346 | -0.039508 | -0.89503
0.01343 | 4.2192 | -0.88081 | #VALUE! | #VALUE! | #VALUE! | #VALUE! | #VALUE! | #VALUE! | #VALUE! | #VALUE! | #VALUE! | 0.01343 | 4.2192 | -0.88081 | 0.16545 | -0.13328 | 0.065421 | -0.079337 | 0.03038 | -0.049929 | 0.013668 | -0.038895 | -0.90733
0.01344 | 4.2223 | -0.88229 | #VALUE! | #VALUE! | #VALUE! | #VALUE! | #VALUE! | #VALUE! | #VALUE! | #VALUE! | #VALUE! | 0.01344 | 4.2223 | -0.88229 | 0.16335 | -0.13419 | 0.062769 | -0.079691 | 0.027575 | -0.049681 | 0.010918 | -0.038042 | -0.91929
0.01345 | 4.2254 | -0.88377 | #VALUE! | #VALUE! | #VALUE! | #VALUE! | #VALUE! | #VALUE! | #VALUE! | #VALUE! | #VALUE! | 0.01345 | 4.2254 | -0.88377 | 0.16121 | -0.13504 | 0.060042 | -0.079911 | 0.024691 | -0.049255 | 0.0081115 | -0.036955 | -0.93088
0.01346 | 4.2286 | -0.88523 | #VALUE! | #VALUE! | #VALUE! | #VALUE! | #VALUE! | #VALUE! | #VALUE! | #VALUE! | #VALUE! | 0.01346 | 4.2286 | -0.88523 | 0.15902 | -0.13582 | 0.057243 | -0.079998 | 0.021737 | -0.048655 | 0.0052626 | -0.03564 | -0.94208
0.01347 | 4.2317 | -0.88669 | #VALUE! | #VALUE! | #VALUE! | #VALUE! | #VALUE! | #VALUE! | #VALUE! | #VALUE! | #VALUE! | 0.01347 | 4.2317 | -0.88669 | 0.1568 | -0.13653 | 0.054376 | -0.079952 | 0.01872 | -0.047881 | 0.0023862 | -0.034106 | -0.95287
0.01348 | 4.2349 | -0.88814 | #VALUE! | #VALUE! | #VALUE! | #VALUE! | #VALUE! | #VALUE! | #VALUE! | #VALUE! | #VALUE! | 0.01348 | 4.2349 | -0.88814 | 0.15454 | -0.13718 | 0.051444 | -0.079773 | 0.01565 | -0.046937 | -0.00050264 | -0.032361 | -0.96325
0.01349 | 4.238 | -0.88958 | #VALUE! | #VALUE! | #VALUE! | #VALUE! | #VALUE! | #VALUE! | #VALUE! | #VALUE! | #VALUE! | 0.01349 | 4.238 | -0.88958 | 0.15224 | -0.13776 | 0.04845 | -0.07946 | 0.012536 | -0.045825 | -0.0033889 | -0.030416 | -0.9732
0.0135 | 4.2412 | -0.89101 | #VALUE! | #VALUE! | #VALUE! | #VALUE! | #VALUE! | #VALUE! | #VALUE! | #VALUE! | #VALUE! | 0.0135 | 4.2412 | -0.89101 | 0.14991 | -0.13828 | 0.045399 | -0.079015 | 0.0093861 | -0.04455 | -0.0062574 | -0.028284 | -0.9827
0.01351 | 4.2443 | -0.89243 | #VALUE! | #VALUE! | #VALUE! | #VALUE! | #VALUE! | #VALUE! | #VALUE! | #VALUE! | #VALUE! | 0.01351 | 4.2443 | -0.89243 | 0.14753 | -0.13872 | 0.042293 | -0.078438 | 0.0062092 | -0.043117 | -0.0090932 | -0.025978 | -0.99174
0.01352 | 4.2474 | -0.89384 | #VALUE! | #VALUE! | #VALUE! | #VALUE! | #VALUE! | #VALUE! | #VALUE! | #VALUE! | #VALUE! | 0.01352 | 4.2474 | -0.89384 | 0.14512 | -0.13911 | 0.039137 | -0.077731 | 0.0030147 | -0.04153 | -0.011882 | -0.023511 | -1.0003
0.01353 | 4.2506 | -0.89525 | #VALUE! | #VALUE! | #VALUE! | #VALUE! | #VALUE! | #VALUE! | #VALUE! | #VALUE! | #VALUE! | 0.01353 | 4.2506 | -0.89525 | 0.14268 | -0.13942 | 0.035935 | -0.076893 | -0.0001885 | -0.039795 | -0.014608 | -0.0209 | -1.0084
0.01354 | 4.2537 | -0.89664 | #VALUE! | #VALUE! | #VALUE! | #VALUE! | #VALUE! | #VALUE! | #VALUE! | #VALUE! | #VALUE! | 0.01354 | 4.2537 | -0.89664 | 0.1402 | -0.13967 | 0.032689 | -0.075928 | -0.0033911 | -0.037918 | -0.017258 | -0.01816 | -1.0161
0.01355 | 4.2569 | -0.89803 | #VALUE! | #VALUE! | #VALUE! | #VALUE! | #VALUE! | #VALUE! | #VALUE! | #VALUE! | #VALUE! | 0.01355 | 4.2569 | -0.89803 | 0.13768 | -0.13984 | 0.029404 | -0.074836 | -0.0065841 | -0.035906 | -0.019818 | -0.015307 | -1.0232
0.01356 | 4.26 | -0.89941 | #VALUE! | #VALUE! | #VALUE! | #VALUE! | #VALUE! | #VALUE! | #VALUE! | #VALUE! | #VALUE! | 0.01356 | 4.26 | -0.89941 | 0.13513 | -0.13996 | 0.026084 | -0.073619 | -0.0097582 | -0.033767 | -0.022275 | -0.012361 | -1.0299
0.01357 | 4.2631 | -0.90077 | #VALUE! | #VALUE! | #VALUE! | #VALUE! | #VALUE! | #VALUE! | #VALUE! | #VALUE! | #VALUE! | 0.01357 | 4.2631 | -0.90077 | 0.13255 | -0.14 | 0.022733 | -0.072279 | -0.012905 | -0.031507 | -0.024615 | -0.0093378 | -1.0361
0.01358 | 4.2663 | -0.90213 | #VALUE! | #VALUE! | #VALUE! | #VALUE! | #VALUE! | #VALUE! | #VALUE! | #VALUE! | #VALUE! | 0.01358 | 4.2663 | -0.90213 | 0.12994 | -0.13998 | 0.019355 | -0.070819 | -0.016014 | -0.029135 | -0.026827 | -0.0062574 | -1.0419
0.01359 | 4.2694 | -0.90348 | #VALUE! | #VALUE! | #VALUE! | #VALUE! | #VALUE! | #VALUE! | #VALUE! | #VALUE! | #VALUE! | 0.01359 | 4.2694 | -0.90348 | 0.12729 | -0.13988 | 0.015954 | -0.06924 | -0.019078 | -0.026659 | -0.028899 | -0.0031384 | -1.0471
0.0136 | 4.2726 | -0.90483 | #VALUE! | #VALUE! | #VALUE! | #VALUE! | #VALUE! | #VALUE! | #VALUE! | #VALUE! | #VALUE! | 0.0136 | 4.2726 | -0.90483 | 0.12461 | -0.13972 | 0.012533 | -0.067546 | -0.022087 | -0.024088 | -0.030821 | -1.221e-13 | -1.0519
0.01361 | 4.2757 | -0.90616 | #VALUE! | #VALUE! | #VALUE! | #VALUE! | #VALUE! | #VALUE! | #VALUE! | #VALUE! | #VALUE! | 0.01361 | 4.2757 | -0.90616 | 0.1219 | -0.1395 | 0.009098 | -0.06574 | -0.025034 | -0.021431 | -0.032581 | 0.0031384 | -1.0563
0.01362 | 4.2788 | -0.90748 | #VALUE! | #VALUE! | #VALUE! | #VALUE! | #VALUE! | #VALUE! | #VALUE! | #VALUE! | #VALUE! | 0.01362 | 4.2788 | -0.90748 | 0.11916 | -0.1392 | 0.0056519 | -0.063824 | -0.027909 | -0.018698 | -0.034171 | 0.0062574 | -1.0602
0.01363 | 4.282 | -0.9088 | #VALUE! | #VALUE! | #VALUE! | #VALUE! | #VALUE! | #VALUE! | #VALUE! | #VALUE! | #VALUE! | 0.01363 | 4.282 | -0.9088 | 0.11639 | -0.13884 | 0.0021989 | -0.061801 | -0.030705 | -0.015898 | -0.035583 | 0.0093378 | -1.0637
0.01364 | 4.2851 | -0.91011 | #VALUE! | #VALUE! | #VALUE! | #VALUE! | #VALUE! | #VALUE! | #VALUE! | #VALUE! | #VALUE! | 0.01364 | 4.2851 | -0.91011 | 0.1136 | -0.13841 | -0.0012566 | -0.059675 | -0.033413 | -0.013042 | -0.036809 | 0.012361 | -1.0668
0.01365 | 4.2883 | -0.9114 | #VALUE! | #VALUE! | #VALUE! | #VALUE! | #VALUE! | #VALUE! | #VALUE! | #VALUE! | #VALUE! | 0.01365 | 4.2883 | -0.9114 | 0.11077 | -0.13792 | -0.0047106 | -0.05745 | -0.036025 | -0.010139 | -0.037843 | 0.015307 | -1.0694
0.01366 | 4.2914 | -0.91269 | #VALUE! | #VALUE! | #VALUE! | #VALUE! | #VALUE! | #VALUE! | #VALUE! | #VALUE! | #VALUE! | 0.01366 | 4.2914 | -0.91269 | 0.10792 | -0.13735 | -0.0081591 | -0.055129 | -0.038535 | -0.0072005 | -0.03868 | 0.01816 | -1.0717
0.01367 | 4.2946 | -0.91397 | #VALUE! | #VALUE! | #VALUE! | #VALUE! | #VALUE! | #VALUE! | #VALUE! | #VALUE! | #VALUE! | 0.01367 | 4.2946 | -0.91397 | 0.10504 | -0.13672 | -0.011598 | -0.052716 | -0.040935 | -0.0042361 | -0.039315 | 0.0209 | -1.0736
0.01368 | 4.2977 | -0.91524 | #VALUE! | #VALUE! | #VALUE! | #VALUE! | #VALUE! | #VALUE! | #VALUE! | #VALUE! | #VALUE! | 0.01368 | 4.2977 | -0.91524 | 0.10213 | -0.13603 | -0.015023 | -0.050215 | -0.043219 | -0.0012565 | -0.039744 | 0.023511 | -1.0751
0.01369 | 4.3008 | -0.9165 | #VALUE! | #VALUE! | #VALUE! | #VALUE! | #VALUE! | #VALUE! | #VALUE! | #VALUE! | #VALUE! | 0.01369 | 4.3008 | -0.9165 | 0.099201 | -0.13527 | -0.018429 | -0.047631 | -0.045379 | 0.0017275 | -0.039967 | 0.025978 | -1.0763
0.0137 | 4.304 | -0.91775 | #VALUE! | #VALUE! | #VALUE! | #VALUE! | #VALUE! | #VALUE! | #VALUE! | #VALUE! | #VALUE! | 0.0137 | 4.304 | -0.91775 | 0.096246 | -0.13444 | -0.021814 | -0.044967 | -0.047409 | 0.0047054 | -0.03998 | 0.028284 | -1.0771
0.01371 | 4.3071 | -0.919 | #VALUE! | #VALUE! | #VALUE! | #VALUE! | #VALUE! | #VALUE! | #VALUE! | #VALUE! | #VALUE! | 0.01371 | 4.3071 | -0.919 | 0.093267 | -0.13355 | -0.025173 | -0.042228 | -0.049305 | 0.0076665 | -0.039785 | 0.030416 | -1.0777
0.01372 | 4.3103 | -0.92023 | #VALUE! | #VALUE! | #VALUE! | #VALUE! | #VALUE! | #VALUE! | #VALUE! | #VALUE! | #VALUE! | 0.01372 | 4.3103 | -0.92023 | 0.090265 | -0.13259 | -0.028502 | -0.039418 | -0.05106 | 0.0106 | -0.039383 | 0.032361 | -1.078
0.01373 | 4.3134 | -0.92146 | #VALUE! | #VALUE! | #VALUE! | #VALUE! | #VALUE! | #VALUE! | #VALUE! | #VALUE! | #VALUE! | 0.01373 | 4.3134 | -0.92146 | 0.087241 | -0.13157 | -0.031797 | -0.036543 | -0.052669 | 0.013496 | -0.038774 | 0.034106 | -1.078
0.01374 | 4.3165 | -0.92267 | #VALUE! | #VALUE! | #VALUE! | #VALUE! | #VALUE! | #VALUE! | #VALUE! | #VALUE! | #VALUE! | 0.01374 | 4.3165 | -0.92267 | 0.084195 | -0.13049 | -0.035053 | -0.033607 | -0.054128 | 0.016344 | -0.037964 | 0.03564 | -1.0777
0.01375 | 4.3197 | -0.92388 | #VALUE! | #VALUE! | #VALUE! | #VALUE! | #VALUE! | #VALUE! | #VALUE! | #VALUE! | #VALUE! | 0.01375 | 4.3197 | -0.92388 | 0.081129 | -0.12934 | -0.038268 | -0.030615 | -0.055433 | 0.019134 | -0.036955 | 0.036955 | -1.0773
0.01376 | 4.3228 | -0.92508 | #VALUE! | #VALUE! | #VALUE! | #VALUE! | #VALUE! | #VALUE! | #VALUE! | #VALUE! | #VALUE! | 0.01376 | 4.3228 | -0.92508 | 0.078042 | -0.12813 | -0.041438 | -0.027571 | -0.056579 | 0.021856 | -0.035754 | 0.038042 | -1.0766
0.01377 | 4.326 | -0.92627 | #VALUE! | #VALUE! | #VALUE! | #VALUE! | #VALUE! | #VALUE! | #VALUE! | #VALUE! | #VALUE! | 0.01377 | 4.326 | -0.92627 | 0.074937 | -0.12686 | -0.044557 | -0.024482 | -0.057565 | 0.0245 | -0.034366 | 0.038895 | -1.0758
0.01378 | 4.3291 | -0.92745 | #VALUE! | #VALUE! | #VALUE! | #VALUE! | #VALUE! | #VALUE! | #VALUE! | #VALUE! | #VALUE! | 0.01378 | 4.3291 | -0.92745 | 0.071812 | -0.12553 | -0.047624 | -0.021352 | -0.058386 | 0.027056 | -0.032798 | 0.039508 | -1.0748
0.01379 | 4.3323 | -0.92862 | #VALUE! | #VALUE! | #VALUE! | #VALUE! | #VALUE! | #VALUE! | #VALUE! | #VALUE! | #VALUE! | 0.01379 | 4.3323 | -0.92862 | 0.06867 | -0.12414 | -0.050633 | -0.018186 | -0.059041 | 0.029516 | -0.031059 | 0.039877 | -1.0736
0.0138 | 4.3354 | -0.92978 | #VALUE! | #VALUE! | #VALUE! | #VALUE! | #VALUE! | #VALUE! | #VALUE! | #VALUE! | #VALUE! | 0.0138 | 4.3354 | -0.92978 | 0.065512 | -0.12268 | -0.053583 | -0.014991 | -0.059527 | 0.031871 | -0.029159 | 0.04 | -1.0723
0.01381 | 4.3385 | -0.93093 | #VALUE! | #VALUE! | #VALUE! | #VALUE! | #VALUE! | #VALUE! | #VALUE! | #VALUE! | #VALUE! | 0.01381 | 4.3385 | -0.93093 | 0.062337 | -0.12117 | -0.056468 | -0.01177 | -0.059843 | 0.034113 | -0.027106 | 0.039877 | -1.071
0.01382 | 4.3417 | -0.93207 | #VALUE! | #VALUE! | #VALUE! | #VALUE! | #VALUE! | #VALUE! | #VALUE! | #VALUE! | #VALUE! | 0.01382 | 4.3417 | -0.93207 | 0.059146 | -0.1196 | -0.059286 | -0.0085289 | -0.059989 | 0.036233 | -0.024912 | 0.039508 | -1.0695
0.01383 | 4.3448 | -0.9332 | #VALUE! | #VALUE! | #VALUE! | #VALUE! | #VALUE! | #VALUE! | #VALUE! | #VALUE! | #VALUE! | 0.01383 | 4.3448 | -0.9332 | 0.055941 | -0.11797 | -0.062033 | -0.005274 | -0.059964 | 0.038224 | -0.022587 | 0.038895 | -1.068
0.01384 | 4.348 | -0.93433 | #VALUE! | #VALUE! | #VALUE! | #VALUE! | #VALUE! | #VALUE! | #VALUE! | #VALUE! | #VALUE! | 0.01384 | 4.348 | -0.93433 | 0.052722 | -0.11628 | -0.064706 | -0.0020104 | -0.059768 | 0.040078 | -0.020145 | 0.038042 | -1.0664
0.01385 | 4.3511 | -0.93544 | #VALUE! | #VALUE! | #VALUE! | #VALUE! | #VALUE! | #VALUE! | #VALUE! | #VALUE! | #VALUE! | 0.01385 | 4.3511 | -0.93544 | 0.04949 | -0.11454 | -0.067301 | 0.0012566 | -0.059401 | 0.04179 | -0.017598 | 0.036955 | -1.0648
0.01386 | 4.3542 | -0.93655 | #VALUE! | #VALUE! | #VALUE! | #VALUE! | #VALUE! | #VALUE! | #VALUE! | #VALUE! | #VALUE! | 0.01386 | 4.3542 | -0.93655 | 0.046246 | -0.11274 | -0.069817 | 0.0045215 | -0.058865 | 0.043354 | -0.014958 | 0.03564 | -1.0632
0.01387 | 4.3574 | -0.93765 | #VALUE! | #VALUE! | #VALUE! | #VALUE! | #VALUE! | #VALUE! | #VALUE! | #VALUE! | #VALUE! | 0.01387 | 4.3574 | -0.93765 | 0.042991 | -0.11089 | -0.072248 | 0.0077788 | -0.058162 | 0.044762 | -0.012241 | 0.034106 | -1.0616
0.01388 | 4.3605 | -0.93873 | #VALUE! | #VALUE! | #VALUE! | #VALUE! | #VALUE! | #VALUE! | #VALUE! | #VALUE! | #VALUE! | 0.01388 | 4.3605 | -0.93873 | 0.039725 | -0.10898 | -0.074594 | 0.011023 | -0.057292 | 0.046012 | -0.00946 | 0.032361 | -1.0599
0.01389 | 4.3637 | -0.93981 | #VALUE! | #VALUE! | #VALUE! | #VALUE! | #VALUE! | #VALUE! | #VALUE! | #VALUE! | #VALUE! | 0.01389 | 4.3637 | -0.93981 | 0.036449 | -0.10703 | -0.076851 | 0.014249 | -0.056259 | 0.047097 | -0.0066294 | 0.030416 | -1.0584
0.0139 | 4.3668 | -0.94088 | #VALUE! | #VALUE! | #VALUE! | #VALUE! | #VALUE! | #VALUE! | #VALUE! | #VALUE! | #VALUE! | 0.0139 | 4.3668 | -0.94088 | 0.033164 | -0.10502 | -0.079016 | 0.017451 | -0.055065 | 0.048015 | -0.0037643 | 0.028284 | -1.0568
0.01391 | 4.37 | -0.94194 | #VALUE! | #VALUE! | #VALUE! | #VALUE! | #VALUE! | #VALUE! | #VALUE! | #VALUE! | #VALUE! | 0.01391 | 4.37 | -0.94194 | 0.029871 | -0.10295 | -0.081086 | 0.020625 | -0.053715 | 0.048761 | -0.00087958 | 0.025978 | -1.0553
0.01392 | 4.3731 | -0.94299 | #VALUE! | #VALUE! | #VALUE! | #VALUE! | #VALUE! | #VALUE! | #VALUE! | #VALUE! | #VALUE! | 0.01392 | 4.3731 | -0.94299 | 0.026571 | -0.10084 | -0.08306 | 0.023763 | -0.052211 | 0.049334 | 0.0020098 | 0.023511 | -1.0539
0.01393 | 4.3762 | -0.94403 | #VALUE! | #VALUE! | #VALUE! | #VALUE! | #VALUE! | #VALUE! | #VALUE! | #VALUE! | #VALUE! | 0.01393 | 4.3762 | -0.94403 | 0.023264 | -0.098683 | -0.084934 | 0.026862 | -0.050558 | 0.049732 | 0.0048886 | 0.0209 | -1.0526
0.01394 | 4.3794 | -0.94506 | #VALUE! | #VALUE! | #VALUE! | #VALUE! | #VALUE! | #VALUE! | #VALUE! | #VALUE! | #VALUE! | 0.01394 | 4.3794 | -0.94506 | 0.019951 | -0.096476 | -0.086707 | 0.029917 | -0.048762 | 0.049952 | 0.007742 | 0.01816 | -1.0513
0.01395 | 4.3825 | -0.94609 | #VALUE! | #VALUE! | #VALUE! | #VALUE! | #VALUE! | #VALUE! | #VALUE! | #VALUE! | #VALUE! | 0.01395 | 4.3825 | -0.94609 | 0.016633 | -0.094222 | -0.088377 | 0.032921 | -0.046826 | 0.049994 | 0.010555 | 0.015307 | -1.0501
0.01396 | 4.3857 | -0.9471 | #VALUE! | #VALUE! | #VALUE! | #VALUE! | #VALUE! | #VALUE! | #VALUE! | #VALUE! | #VALUE! | 0.01396 | 4.3857 | -0.9471 | 0.013312 | -0.091922 | -0.089941 | 0.035871 | -0.044756 | 0.049858 | 0.013313 | 0.012361 | -1.049
0.01397 | 4.3888 | -0.9481 | #VALUE! | #VALUE! | #VALUE! | #VALUE! | #VALUE! | #VALUE! | #VALUE! | #VALUE! | #VALUE! | 0.01397 | 4.3888 | -0.9481 | 0.0099866 | -0.089578 | -0.091397 | 0.03876 | -0.042559 | 0.049544 | 0.016001 | 0.0093378 | -1.048
0.01398 | 4.3919 | -0.9491 | #VALUE! | #VALUE! | #VALUE! | #VALUE! | #VALUE! | #VALUE! | #VALUE! | #VALUE! | #VALUE! | 0.01398 | 4.3919 | -0.9491 | 0.0066591 | -0.08719 | -0.092745 | 0.041585 | -0.040241 | 0.049055 | 0.018606 | 0.0062574 | -1.0471
0.01399 | 4.3951 | -0.95008 | #VALUE! | #VALUE! | #VALUE! | #VALUE! | #VALUE! | #VALUE! | #VALUE! | #VALUE! | #VALUE! | 0.01399 | 4.3951 | -0.95008 | 0.00333 | -0.084761 | -0.093981 | 0.044341 | -0.037808 | 0.04839 | 0.021114 | 0.0031384 | -1.0463
0.014 | 4.3982 | -0.95106 | #VALUE! | #VALUE! | #VALUE! | #VALUE! | #VALUE! | #VALUE! | #VALUE! | #VALUE! | #VALUE! | 0.014 | 4.3982 | -0.95106 | 1.3349e-13 | -0.08229 | -0.095106 | 0.047023 | -0.035267 | 0.047553 | 0.023511 | 1.2651e-13 | -1.0456
0.01401 | 4.4014 | -0.95202 | #VALUE! | #VALUE! | #VALUE! | #VALUE! | #VALUE! | #VALUE! | #VALUE! | #VALUE! | #VALUE! | 0.01401 | 4.4014 | -0.95202 | -0.00333 | -0.079779 | -0.096117 | 0.049626 | -0.032626 | 0.046546 | 0.025786 | -0.0031384 | -1.0451
0.01402 | 4.4045 | -0.95298 | #VALUE! | #VALUE! | #VALUE! | #VALUE! | #VALUE! | #VALUE! | #VALUE! | #VALUE! | #VALUE! | 0.01402 | 4.4045 | -0.95298 | -0.0066591 | -0.07723 | -0.097013 | 0.052147 | -0.029891 | 0.045374 | 0.027927 | -0.0062574 | -1.0446
0.01403 | 4.4077 | -0.95393 | #VALUE! | #VALUE! | #VALUE! | #VALUE! | #VALUE! | #VALUE! | #VALUE! | #VALUE! | #VALUE! | 0.01403 | 4.4077 | -0.95393 | -0.0099866 | -0.074644 | -0.097793 | 0.05458 | -0.027071 | 0.04404 | 0.029921 | -0.0093378 | -1.0442
0.01404 | 4.4108 | -0.95486 | #VALUE! | #VALUE! | #VALUE! | #VALUE! | #VALUE! | #VALUE! | #VALUE! | #VALUE! | #VALUE! | 0.01404 | 4.4108 | -0.95486 | -0.013312 | -0.072022 | -0.098456 | 0.056923 | -0.024174 | 0.04255 | 0.03176 | -0.012361 | -1.044
0.01405 | 4.4139 | -0.95579 | #VALUE! | #VALUE! | #VALUE! | #VALUE! | #VALUE! | #VALUE! | #VALUE! | #VALUE! | #VALUE! | 0.01405 | 4.4139 | -0.95579 | -0.016633 | -0.069364 | -0.099002 | 0.05917 | -0.021208 | 0.040907 | 0.033432 | -0.015307 | -1.0438
0.01406 | 4.4171 | -0.95671 | #VALUE! | #VALUE! | #VALUE! | #VALUE! | #VALUE! | #VALUE! | #VALUE! | #VALUE! | #VALUE! | 0.01406 | 4.4171 | -0.95671 | -0.019951 | -0.066673 | -0.09943 | 0.061319 | -0.018182 | 0.03912 | 0.03493 | -0.01816 | -1.0437
0.01407 | 4.4202 | -0.95762 | #VALUE! | #VALUE! | #VALUE! | #VALUE! | #VALUE! | #VALUE! | #VALUE! | #VALUE! | #VALUE! | 0.01407 | 4.4202 | -0.95762 | -0.023264 | -0.06395 | -0.099739 | 0.063366 | -0.015104 | 0.037192 | 0.036246 | -0.0209 | -1.0438
0.01408 | 4.4234 | -0.95852 | #VALUE! | #VALUE! | #VALUE! | #VALUE! | #VALUE! | #VALUE! | #VALUE! | #VALUE! | #VALUE! | 0.01408 | 4.4234 | -0.95852 | -0.026571 | -0.061196 | -0.099929 | 0.065307 | -0.011983 | 0.035132 | 0.037373 | -0.023511 | -1.0439
0.01409 | 4.4265 | -0.95941 | #VALUE! | #VALUE! | #VALUE! | #VALUE! | #VALUE! | #VALUE! | #VALUE! | #VALUE! | #VALUE! | 0.01409 | 4.4265 | -0.95941 | -0.029871 | -0.058413 | -0.1 | 0.067139 | -0.0088271 | 0.032948 | 0.038305 | -0.025978 | -1.0441
0.0141 | 4.4296 | -0.96029 | #VALUE! | #VALUE! | #VALUE! | #VALUE! | #VALUE! | #VALUE! | #VALUE! | #VALUE! | #VALUE! | 0.0141 | 4.4296 | -0.96029 | -0.033164 | -0.055601 | -0.099951 | 0.068859 | -0.0056465 | 0.030645 | 0.039037 | -0.028284 | -1.0444
0.01411 | 4.4328 | -0.96117 | #VALUE! | #VALUE! | #VALUE! | #VALUE! | #VALUE! | #VALUE! | #VALUE! | #VALUE! | #VALUE! | 0.01411 | 4.4328 | -0.96117 | -0.036449 | -0.052762 | -0.099782 | 0.070465 | -0.0024498 | 0.028234 | 0.039565 | -0.030416 | -1.0448
0.01412 | 4.4359 | -0.96203 | #VALUE! | #VALUE! | #VALUE! | #VALUE! | #VALUE! | #VALUE! | #VALUE! | #VALUE! | #VALUE! | 0.01412 | 4.4359 | -0.96203 | -0.039725 | -0.049898 | -0.099495 | 0.071952 | 0.00075396 | 0.025722 | 0.039886 | -0.032361 | -1.0452
0.01413 | 4.4391 | -0.96288 | #VALUE! | #VALUE! | #VALUE! | #VALUE! | #VALUE! | #VALUE! | #VALUE! | #VALUE! | #VALUE! | 0.01413 | 4.4391 | -0.96288 | -0.042991 | -0.047009 | -0.099089 | 0.07332 | 0.0039555 | 0.023118 | 0.04 | -0.034106 | -1.0457
0.01414 | 4.4422 | -0.96372 | #VALUE! | #VALUE! | #VALUE! | #VALUE! | #VALUE! | #VALUE! | #VALUE! | #VALUE! | #VALUE! | 0.01414 | 4.4422 | -0.96372 | -0.046246 | -0.044098 | -0.098564 | 0.074566 | 0.0071458 | 0.020432 | 0.039905 | -0.03564 | -1.0462
0.01415 | 4.4454 | -0.96456 | #VALUE! | #VALUE! | #VALUE! | #VALUE! | #VALUE! | #VALUE! | #VALUE! | #VALUE! | #VALUE! | 0.01415 | 4.4454 | -0.96456 | -0.04949 | -0.041166 | -0.097922 | 0.075687 | 0.010316 | 0.017674 | 0.039601 | -0.036955 | -1.0468
0.01416 | 4.4485 | -0.96538 | #VALUE! | #VALUE! | #VALUE! | #VALUE! | #VALUE! | #VALUE! | #VALUE! | #VALUE! | #VALUE! | 0.01416 | 4.4485 | -0.96538 | -0.052722 | -0.038213 | -0.097163 | 0.076682 | 0.013456 | 0.014852 | 0.039091 | -0.038042 | -1.0474
0.01417 | 4.4516 | -0.9662 | #VALUE! | #VALUE! | #VALUE! | #VALUE! | #VALUE! | #VALUE! | #VALUE! | #VALUE! | #VALUE! | 0.01417 | 4.4516 | -0.9662 | -0.055941 | -0.035242 | -0.096288 | 0.077549 | 0.016558 | 0.011978 | 0.038376 | -0.038895 | -1.0481
0.01418 | 4.4548 | -0.967 | #VALUE! | #VALUE! | #VALUE! | #VALUE! | #VALUE! | #VALUE! | #VALUE! | #VALUE! | #VALUE! | 0.01418 | 4.4548 | -0.967 | -0.059146 | -0.032255 | -0.095298 | 0.078286 | 0.019613 | 0.0090603 | 0.037462 | -0.039508 | -1.0488
0.01419 | 4.4579 | -0.9678 | #VALUE! | #VALUE! | #VALUE! | #VALUE! | #VALUE! | #VALUE! | #VALUE! | #VALUE! | #VALUE! | 0.01419 | 4.4579 | -0.9678 | -0.062337 | -0.029251 | -0.094194 | 0.078894 | 0.022612 | 0.0061108 | 0.036352 | -0.039877 | -1.0495
0.0142 | 4.4611 | -0.96858 | #VALUE! | #VALUE! | #VALUE! | #VALUE! | #VALUE! | #VALUE! | #VALUE! | #VALUE! | #VALUE! | 0.0142 | 4.4611 | -0.96858 | -0.065512 | -0.026233 | -0.092978 | 0.079369 | 0.025547 | 0.0031395 | 0.035052 | -0.04 | -1.0502
0.01421 | 4.4642 | -0.96936 | #VALUE! | #VALUE! | #VALUE! | #VALUE! | #VALUE! | #VALUE! | #VALUE! | #VALUE! | #VALUE! | 0.01421 | 4.4642 | -0.96936 | -0.06867 | -0.023203 | -0.09165 | 0.079712 | 0.028408 | 0.00015708 | 0.03357 | -0.039877 | -1.0509
0.01422 | 4.4673 | -0.97013 | #VALUE! | #VALUE! | #VALUE! | #VALUE! | #VALUE! | #VALUE! | #VALUE! | #VALUE! | #VALUE! | 0.01422 | 4.4673 | -0.97013 | -0.071812 | -0.020162 | -0.090213 | 0.079923 | 0.031189 | -0.0028259 | 0.031912 | -0.039508 | -1.0516
0.01423 | 4.4705 | -0.97088 | #VALUE! | #VALUE! | #VALUE! | #VALUE! | #VALUE! | #VALUE! | #VALUE! | #VALUE! | #VALUE! | 0.01423 | 4.4705 | -0.97088 | -0.074937 | -0.01711 | -0.088669 | 0.08 | 0.033881 | -0.0057989 | 0.030087 | -0.038895 | -1.0523
0.01424 | 4.4736 | -0.97163 | #VALUE! | #VALUE! | #VALUE! | #VALUE! | #VALUE! | #VALUE! | #VALUE! | #VALUE! | #VALUE! | 0.01424 | 4.4736 | -0.97163 | -0.078042 | -0.014051 | -0.087018 | 0.079943 | 0.036476 | -0.0087512 | 0.028106 | -0.038042 | -1.053
0.01425 | 4.4768 | -0.97237 | #VALUE! | #VALUE! | #VALUE! | #VALUE! | #VALUE! | #VALUE! | #VALUE! | #VALUE! | #VALUE! | 0.01425 | 4.4768 | -0.97237 | -0.081129 | -0.010984 | -0.085264 | 0.079753 | 0.038967 | -0.011672 | 0.025978 | -0.036955 | -1.0537
0.01426 | 4.4799 | -0.9731 | #VALUE! | #VALUE! | #VALUE! | #VALUE! | #VALUE! | #VALUE! | #VALUE! | #VALUE! | #VALUE! | 0.01426 | 4.4799 | -0.9731 | -0.084195 | -0.0079126 | -0.083408 | 0.079431 | 0.041347 | -0.014552 | 0.023714 | -0.03564 | -1.0543
0.01427 | 4.4831 | -0.97382 | #VALUE! | #VALUE! | #VALUE! | #VALUE! | #VALUE! | #VALUE! | #VALUE! | #VALUE! | #VALUE! | 0.01427 | 4.4831 | -0.97382 | -0.087241 | -0.0048371 | -0.081452 | 0.078975 | 0.043609 | -0.01738 | 0.021327 | -0.034106 | -1.0549
0.01428 | 4.4862 | -0.97453 | #VALUE! | #VALUE! | #VALUE! | #VALUE! | #VALUE! | #VALUE! | #VALUE! | #VALUE! | #VALUE! | 0.01428 | 4.4862 | -0.97453 | -0.090265 | -0.0017592 | -0.079399 | 0.078388 | 0.045747 | -0.020145 | 0.018828 | -0.032361 | -1.0555
0.01429 | 4.4893 | -0.97523 | #VALUE! | #VALUE! | #VALUE! | #VALUE! | #VALUE! | #VALUE! | #VALUE! | #VALUE! | #VALUE! | 0.01429 | 4.4893 | -0.97523 | -0.093267 | 0.0013194 | -0.077251 | 0.077671 | 0.047754 | -0.022839 | 0.016231 | -0.030416 | -1.056
0.0143 | 4.4925 | -0.97592 | #VALUE! | #VALUE! | #VALUE! | #VALUE! | #VALUE! | #VALUE! | #VALUE! | #VALUE! | #VALUE! | 0.0143 | 4.4925 | -0.97592 | -0.096246 | 0.0043975 | -0.075011 | 0.076823 | 0.049625 | -0.025452 | 0.01355 | -0.028284 | -1.0565
0.01431 | 4.4956 | -0.9766 | #VALUE! | #VALUE! | #VALUE! | #VALUE! | #VALUE! | #VALUE! | #VALUE! | #VALUE! | #VALUE! | 0.01431 | 4.4956 | -0.9766 | -0.099201 | 0.0074734 | -0.072681 | 0.075848 | 0.051354 | -0.027974 | 0.010797 | -0.025978 | -1.057
0.01432 | 4.4988 | -0.97727 | #VALUE! | #VALUE! | #VALUE! | #VALUE! | #VALUE! | #VALUE! | #VALUE! | #VALUE! | #VALUE! | 0.01432 | 4.4988 | -0.97727 | -0.10213 | 0.010546 | -0.070265 | 0.074746 | 0.052937 | -0.030397 | 0.0079884 | -0.023511 | -1.0574
0.01433 | 4.5019 | -0.97793 | #VALUE! | #VALUE! | #VALUE! | #VALUE! | #VALUE! | #VALUE! | #VALUE! | #VALUE! | #VALUE! | 0.01433 | 4.5019 | -0.97793 | -0.10504 | 0.013613 | -0.067765 | 0.07352 | 0.05437 | -0.032711 | 0.005138 | -0.0209 | -1.0577
0.01434 | 4.505 | -0.97858 | #VALUE! | #VALUE! | #VALUE! | #VALUE! | #VALUE! | #VALUE! | #VALUE! | #VALUE! | #VALUE! | 0.01434 | 4.505 | -0.97858 | -0.10792 | 0.016674 | -0.065183 | 0.072171 | 0.055647 | -0.034908 | 0.0022607 | -0.01816 | -1.058
0.01435 | 4.5082 | -0.97922 | #VALUE! | #VALUE! | #VALUE! | #VALUE! | #VALUE! | #VALUE! | #VALUE! | #VALUE! | #VALUE! | 0.01435 | 4.5082 | -0.97922 | -0.11077 | 0.019726 | -0.062524 | 0.070701 | 0.056765 | -0.036982 | -0.00062829 | -0.015307 | -1.0582
0.01436 | 4.5113 | -0.97986 | #VALUE! | #VALUE! | #VALUE! | #VALUE! | #VALUE! | #VALUE! | #VALUE! | #VALUE! | #VALUE! | 0.01436 | 4.5113 | -0.97986 | -0.1136 | 0.022769 | -0.05979 | 0.069114 | 0.057722 | -0.038923 | -0.003514 | -0.012361 | -1.0584
0.01437 | 4.5145 | -0.98048 | #VALUE! | #VALUE! | #VALUE! | #VALUE! | #VALUE! | #VALUE! | #VALUE! | #VALUE! | #VALUE! | 0.01437 | 4.5145 | -0.98048 | -0.11639 | 0.025801 | -0.056985 | 0.067411 | 0.058514 | -0.040726 | -0.0063815 | -0.0093378 | -1.0586
0.01438 | 4.5176 | -0.98109 | #VALUE! | #VALUE! | #VALUE! | #VALUE! | #VALUE! | #VALUE! | #VALUE! | #VALUE! | #VALUE! | 0.01438 | 4.5176 | -0.98109 | -0.11916 | 0.028821 | -0.054112 | 0.065596 | 0.059139 | -0.042384 | -0.0092156 | -0.0062574 | -1.0587
0.01439 | 4.5208 | -0.98169 | #VALUE! | #VALUE! | #VALUE! | #VALUE! | #VALUE! | #VALUE! | #VALUE! | #VALUE! | #VALUE! | 0.01439 | 4.5208 | -0.98169 | -0.1219 | 0.031826 | -0.051174 | 0.063672 | 0.059595 | -0.043891 | -0.012002 | -0.0031384 | -1.0587
0.0144 | 4.5239 | -0.98229 | #VALUE! | #VALUE! | #VALUE! | #VALUE! | #VALUE! | #VALUE! | #VALUE! | #VALUE! | #VALUE! | 0.0144 | 4.5239 | -0.98229 | -0.12461 | 0.034817 | -0.048175 | 0.061641 | 0.059882 | -0.045241 | -0.014725 | -1.3148e-13 | -1.0587
0.01441 | 4.527 | -0.98287 | #VALUE! | #VALUE! | #VALUE! | #VALUE! | #VALUE! | #VALUE! | #VALUE! | #VALUE! | #VALUE! | 0.01441 | 4.527 | -0.98287 | -0.12729 | 0.03779 | -0.045119 | 0.059508 | 0.059997 | -0.046431 | -0.017372 | 0.0031384 | -1.0586
0.01442 | 4.5302 | -0.98345 | #VALUE! | #VALUE! | #VALUE! | #VALUE! | #VALUE! | #VALUE! | #VALUE! | #VALUE! | #VALUE! | 0.01442 | 4.5302 | -0.98345 | -0.12994 | 0.040745 | -0.042009 | 0.057275 | 0.059942 | -0.047455 | -0.019927 | 0.0062574 | -1.0586
0.01443 | 4.5333 | -0.98401 | #VALUE! | #VALUE! | #VALUE! | #VALUE! | #VALUE! | #VALUE! | #VALUE! | #VALUE! | #VALUE! | 0.01443 | 4.5333 | -0.98401 | -0.13255 | 0.04368 | -0.038848 | 0.054947 | 0.059716 | -0.04831 | -0.022379 | 0.0093378 | -1.0584
0.01444 | 4.5365 | -0.98456 | #VALUE! | #VALUE! | #VALUE! | #VALUE! | #VALUE! | #VALUE! | #VALUE! | #VALUE! | #VALUE! | 0.01444 | 4.5365 | -0.98456 | -0.13513 | 0.046595 | -0.035641 | 0.052527 | 0.059319 | -0.048993 | -0.024714 | 0.012361 | -1.0582
0.01445 | 4.5396 | -0.98511 | #VALUE! | #VALUE! | #VALUE! | #VALUE! | #VALUE! | #VALUE! | #VALUE! | #VALUE! | #VALUE! | 0.01445 | 4.5396 | -0.98511 | -0.13768 | 0.049486 | -0.032392 | 0.050019 | 0.058753 | -0.049501 | -0.026921 | 0.015307 | -1.058
0.01446 | 4.5427 | -0.98564 | #VALUE! | #VALUE! | #VALUE! | #VALUE! | #VALUE! | #VALUE! | #VALUE! | #VALUE! | #VALUE! | 0.01446 | 4.5427 | -0.98564 | -0.1402 | 0.052354 | -0.029104 | 0.047429 | 0.05802 | -0.049833 | -0.028986 | 0.01816 | -1.0578
0.01447 | 4.5459 | -0.98617 | #VALUE! | #VALUE! | #VALUE! | #VALUE! | #VALUE! | #VALUE! | #VALUE! | #VALUE! | #VALUE! | 0.01447 | 4.5459 | -0.98617 | -0.14268 | 0.055197 | -0.025781 | 0.044759 | 0.057121 | -0.049988 | -0.0309 | 0.0209 | -1.0575
0.01448 | 4.549 | -0.98669 | #VALUE! | #VALUE! | #VALUE! | #VALUE! | #VALUE! | #VALUE! | #VALUE! | #VALUE! | #VALUE! | 0.01448 | 4.549 | -0.98669 | -0.14512 | 0.058013 | -0.022427 | 0.042014 | 0.05606 | -0.049964 | -0.032654 | 0.023511 | -1.0573
0.01449 | 4.5522 | -0.98719 | #VALUE! | #VALUE! | #VALUE! | #VALUE! | #VALUE! | #VALUE! | #VALUE! | #VALUE! | #VALUE! | 0.01449 | 4.5522 | -0.98719 | -0.14753 | 0.0608 | -0.019047 | 0.039199 | 0.054838 | -0.049763 | -0.034236 | 0.025978 | -1.057
0.0145 | 4.5553 | -0.98769 | #VALUE! | #VALUE! | #VALUE! | #VALUE! | #VALUE! | #VALUE! | #VALUE! | #VALUE! | #VALUE! | 0.0145 | 4.5553 | -0.98769 | -0.14991 | 0.063559 | -0.015643 | 0.036319 | 0.05346 | -0.049384 | -0.03564 | 0.028284 | -1.0566
0.01451 | 4.5585 | -0.98817 | #VALUE! | #VALUE! | #VALUE! | #VALUE! | #VALUE! | #VALUE! | #VALUE! | #VALUE! | #VALUE! | 0.01451 | 4.5585 | -0.98817 | -0.15224 | 0.066286 | -0.012222 | 0.033379 | 0.05193 | -0.04883 | -0.036858 | 0.030416 | -1.0563
0.01452 | 4.5616 | -0.98865 | #VALUE! | #VALUE! | #VALUE! | #VALUE! | #VALUE! | #VALUE! | #VALUE! | #VALUE! | #VALUE! | 0.01452 | 4.5616 | -0.98865 | -0.15454 | 0.068982 | -0.0087851 | 0.030382 | 0.050252 | -0.048101 | -0.037884 | 0.032361 | -1.056
0.01453 | 4.5647 | -0.98912 | #VALUE! | #VALUE! | #VALUE! | #VALUE! | #VALUE! | #VALUE! | #VALUE! | #VALUE! | #VALUE! | 0.01453 | 4.5647 | -0.98912 | -0.1568 | 0.071644 | -0.0053382 | 0.027335 | 0.04843 | -0.047202 | -0.038712 | 0.034106 | -1.0557
0.01454 | 4.5679 | -0.98958 | #VALUE! | #VALUE! | #VALUE! | #VALUE! | #VALUE! | #VALUE! | #VALUE! | #VALUE! | #VALUE! | 0.01454 | 4.5679 | -0.98958 | -0.15902 | 0.074272 | -0.0018848 | 0.024243 | 0.04647 | -0.046134 | -0.039338 | 0.03564 | -1.0553
0.01455 | 4.571 | -0.99002 | #VALUE! | #VALUE! | #VALUE! | #VALUE! | #VALUE! | #VALUE! | #VALUE! | #VALUE! | #VALUE! | 0.01455 | 4.571 | -0.99002 | -0.16121 | 0.076863 | 0.0015707 | 0.02111 | 0.044378 | -0.044901 | -0.039758 | 0.036955 | -1.055
0.01456 | 4.5742 | -0.99046 | #VALUE! | #VALUE! | #VALUE! | #VALUE! | #VALUE! | #VALUE! | #VALUE! | #VALUE! | #VALUE! | 0.01456 | 4.5742 | -0.99046 | -0.16335 | 0.079418 | 0.0050244 | 0.017942 | 0.042159 | -0.043509 | -0.039972 | 0.038042 | -1.0547
0.01457 | 4.5773 | -0.99089 | #VALUE! | #VALUE! | #VALUE! | #VALUE! | #VALUE! | #VALUE! | #VALUE! | #VALUE! | #VALUE! | 0.01457 | 4.5773 | -0.99089 | -0.16545 | 0.081934 | 0.0084721 | 0.014744 | 0.03982 | -0.041962 | -0.039976 | 0.038895 | -1.0544
0.01458 | 4.5804 | -0.99131 | #VALUE! | #VALUE! | #VALUE! | #VALUE! | #VALUE! | #VALUE! | #VALUE! | #VALUE! | #VALUE! | 0.01458 | 4.5804 | -0.99131 | -0.16751 | 0.08441 | 0.01191 | 0.011521 | 0.037367 | -0.040265 | -0.039772 | 0.039508 | -1.0541
0.01459 | 4.5836 | -0.99172 | #VALUE! | #VALUE! | #VALUE! | #VALUE! | #VALUE! | #VALUE! | #VALUE! | #VALUE! | #VALUE! | 0.01459 | 4.5836 | -0.99172 | -0.16953 | 0.086846 | 0.015333 | 0.008279 | 0.034808 | -0.038425 | -0.03936 | 0.039877 | -1.0539
0.0146 | 4.5867 | -0.99211 | #VALUE! | #VALUE! | #VALUE! | #VALUE! | #VALUE! | #VALUE! | #VALUE! | #VALUE! | #VALUE! | 0.0146 | 4.5867 | -0.99211 | -0.17151 | 0.089239 | 0.018738 | 0.0050232 | 0.03215 | -0.036448 | -0.038743 | 0.04 | -1.0537
0.01461 | 4.5899 | -0.9925 | #VALUE! | #VALUE! | #VALUE! | #VALUE! | #VALUE! | #VALUE! | #VALUE! | #VALUE! | #VALUE! | 0.01461 | 4.5899 | -0.9925 | -0.17345 | 0.09159 | 0.022121 | 0.0017592 | 0.029399 | -0.034342 | -0.037924 | 0.039877 | -1.0535
0.01462 | 4.593 | -0.99288 | #VALUE! | #VALUE! | #VALUE! | #VALUE! | #VALUE! | #VALUE! | #VALUE! | #VALUE! | #VALUE! | 0.01462 | 4.593 | -0.99288 | -0.17534 | 0.093896 | 0.025477 | -0.0015079 | 0.026565 | -0.032113 | -0.036907 | 0.039508 | -1.0533
0.01463 | 4.5962 | -0.99325 | #VALUE! | #VALUE! | #VALUE! | #VALUE! | #VALUE! | #VALUE! | #VALUE! | #VALUE! | #VALUE! | 0.01463 | 4.5962 | -0.99325 | -0.17719 | 0.096157 | 0.028803 | -0.0047724 | 0.023656 | -0.029769 | -0.035697 | 0.038895 | -1.0532
0.01464 | 4.5993 | -0.99361 | #VALUE! | #VALUE! | #VALUE! | #VALUE! | #VALUE! | #VALUE! | #VALUE! | #VALUE! | #VALUE! | 0.01464 | 4.5993 | -0.99361 | -0.179 | 0.098371 | 0.032094 | -0.0080289 | 0.020679 | -0.02732 | -0.034301 | 0.038042 | -1.0531
0.01465 | 4.6024 | -0.99396 | #VALUE! | #VALUE! | #VALUE! | #VALUE! | #VALUE! | #VALUE! | #VALUE! | #VALUE! | #VALUE! | 0.01465 | 4.6024 | -0.99396 | -0.18076 | 0.10054 | 0.035347 | -0.011272 | 0.017642 | -0.024773 | -0.032726 | 0.036955 | -1.053
0.01466 | 4.6056 | -0.9943 | #VALUE! | #VALUE! | #VALUE! | #VALUE! | #VALUE! | #VALUE! | #VALUE! | #VALUE! | #VALUE! | 0.01466 | 4.6056 | -0.9943 | -0.18248 | 0.10266 | 0.038558 | -0.014496 | 0.014556 | -0.022138 | -0.03098 | 0.03564 | -1.053
0.01467 | 4.6087 | -0.99463 | #VALUE! | #VALUE! | #VALUE! | #VALUE! | #VALUE! | #VALUE! | #VALUE! | #VALUE! | #VALUE! | 0.01467 | 4.6087 | -0.99463 | -0.18415 | 0.10472 | 0.041723 | -0.017697 | 0.011428 | -0.019424 | -0.029073 | 0.034106 | -1.053
0.01468 | 4.6119 | -0.99495 | #VALUE! | #VALUE! | #VALUE! | #VALUE! | #VALUE! | #VALUE! | #VALUE! | #VALUE! | #VALUE! | 0.01468 | 4.6119 | -0.99495 | -0.18578 | 0.10674 | 0.044838 | -0.020867 | 0.0082674 | -0.016641 | -0.027013 | 0.032361 | -1.053
0.01469 | 4.615 | -0.99526 | #VALUE! | #VALUE! | #VALUE! | #VALUE! | #VALUE! | #VALUE! | #VALUE! | #VALUE! | #VALUE! | 0.01469 | 4.615 | -0.99526 | -0.18736 | 0.10871 | 0.0479 | -0.024003 | 0.0050833 | -0.013799 | -0.024813 | 0.030416 | -1.0531
0.0147 | 4.6181 | -0.99556 | #VALUE! | #VALUE! | #VALUE! | #VALUE! | #VALUE! | #VALUE! | #VALUE! | #VALUE! | #VALUE! | 0.0147 | 4.6181 | -0.99556 | -0.18889 | 0.11062 | 0.050904 | -0.027099 | 0.0018846 | -0.010907 | -0.022483 | 0.028284 | -1.0533
0.01471 | 4.6213 | -0.99585 | #VALUE! | #VALUE! | #VALUE! | #VALUE! | #VALUE! | #VALUE! | #VALUE! | #VALUE! | #VALUE! | 0.01471 | 4.6213 | -0.99585 | -0.19038 | 0.11248 | 0.053848 | -0.03015 | -0.0013194 | -0.0079768 | -0.020036 | 0.025978 | -1.0534
0.01472 | 4.6244 | -0.99613 | #VALUE! | #VALUE! | #VALUE! | #VALUE! | #VALUE! | #VALUE! | #VALUE! | #VALUE! | #VALUE! | 0.01472 | 4.6244 | -0.99613 | -0.19182 | 0.11429 | 0.056727 | -0.03315 | -0.0045196 | -0.0050181 | -0.017485 | 0.023511 | -1.0536
0.01473 | 4.6276 | -0.9964 | #VALUE! | #VALUE! | #VALUE! | #VALUE! | #VALUE! | #VALUE! | #VALUE! | #VALUE! | #VALUE! | 0.01473 | 4.6276 | -0.9964 | -0.19322 | 0.11604 | 0.059538 | -0.036095 | -0.007707 | -0.0020415 | -0.014842 | 0.0209 | -1.0538
0.01474 | 4.6307 | -0.99667 | #VALUE! | #VALUE! | #VALUE! | #VALUE! | #VALUE! | #VALUE! | #VALUE! | #VALUE! | #VALUE! | 0.01474 | 4.6307 | -0.99667 | -0.19456 | 0.11773 | 0.062279 | -0.03898 | -0.010872 | 0.00094242 | -0.012121 | 0.01816 | -1.0541
0.01475 | 4.6338 | -0.99692 | #VALUE! | #VALUE! | #VALUE! | #VALUE! | #VALUE! | #VALUE! | #VALUE! | #VALUE! | #VALUE! | 0.01475 | 4.6338 | -0.99692 | -0.19586 | 0.11937 | 0.064945 | -0.0418 | -0.014007 | 0.003923 | -0.0093378 | 0.015307 | -1.0544
0.01476 | 4.637 | -0.99716 | #VALUE! | #VALUE! | #VALUE! | #VALUE! | #VALUE! | #VALUE! | #VALUE! | #VALUE! | #VALUE! | 0.01476 | 4.637 | -0.99716 | -0.19711 | 0.12095 | 0.067533 | -0.04455 | -0.017101 | 0.0068895 | -0.0065055 | 0.012361 | -1.0547
0.01477 | 4.6401 | -0.99739 | #VALUE! | #VALUE! | #VALUE! | #VALUE! | #VALUE! | #VALUE! | #VALUE! | #VALUE! | #VALUE! | 0.01477 | 4.6401 | -0.99739 | -0.19831 | 0.12247 | 0.070041 | -0.047226 | -0.020147 | 0.0098315 | -0.0036392 | 0.0093378 | -1.055
0.01478 | 4.6433 | -0.99761 | #VALUE! | #VALUE! | #VALUE! | #VALUE! | #VALUE! | #VALUE! | #VALUE! | #VALUE! | #VALUE! | 0.01478 | 4.6433 | -0.99761 | -0.19947 | 0.12393 | 0.072465 | -0.049823 | -0.023135 | 0.012739 | -0.00075394 | 0.0062574 | -1.0554
0.01479 | 4.6464 | -0.99782 | #VALUE! | #VALUE! | #VALUE! | #VALUE! | #VALUE! | #VALUE! | #VALUE! | #VALUE! | #VALUE! | 0.01479 | 4.6464 | -0.99782 | -0.20057 | 0.12533 | 0.074803 | -0.052337 | -0.026057 | 0.0156 | 0.0021353 | 0.0031384 | -1.0558
0.0148 | 4.6496 | -0.99803 | #VALUE! | #VALUE! | #VALUE! | #VALUE! | #VALUE! | #VALUE! | #VALUE! | #VALUE! | #VALUE! | 0.0148 | 4.6496 | -0.99803 | -0.20162 | 0.12668 | 0.077051 | -0.054764 | -0.028905 | 0.018406 | 0.0050133 | 1.3646e-13 | -1.0562
0.01481 | 4.6527 | -0.99822 | #VALUE! | #VALUE! | #VALUE! | #VALUE! | #VALUE! | #VALUE! | #VALUE! | #VALUE! | #VALUE! | 0.01481 | 4.6527 | -0.99822 | -0.20263 | 0.12796 | 0.079208 | -0.057099 | -0.031671 | 0.021147 | 0.0078652 | -0.0031384 | -1.0566
0.01482 | 4.6558 | -0.9984 | #VALUE! | #VALUE! | #VALUE! | #VALUE! | #VALUE! | #VALUE! | #VALUE! | #VALUE! | #VALUE! | 0.01482 | 4.6558 | -0.9984 | -0.20358 | 0.12917 | 0.081269 | -0.059339 | -0.034346 | 0.023812 | 0.010676 | -0.0062574 | -1.057
0.01483 | 4.659 | -0.99857 | #VALUE! | #VALUE! | #VALUE! | #VALUE! | #VALUE! | #VALUE! | #VALUE! | #VALUE! | #VALUE! | 0.01483 | 4.659 | -0.99857 | -0.20449 | 0.13033 | 0.083234 | -0.061481 | -0.036923 | 0.026392 | 0.013431 | -0.0093378 | -1.0574
0.01484 | 4.6621 | -0.99874 | #VALUE! | #VALUE! | #VALUE! | #VALUE! | #VALUE! | #VALUE! | #VALUE! | #VALUE! | #VALUE! | 0.01484 | 4.6621 | -0.99874 | -0.20534 | 0.13142 | 0.085099 | -0.063519 | -0.039395 | 0.028879 | 0.016116 | -0.012361 | -1.0578
0.01485 | 4.6653 | -0.99889 | #VALUE! | #VALUE! | #VALUE! | #VALUE! | #VALUE! | #VALUE! | #VALUE! | #VALUE! | #VALUE! | 0.01485 | 4.6653 | -0.99889 | -0.20614 | 0.13245 | 0.086863 | -0.065452 | -0.041755 | 0.031262 | 0.018717 | -0.015307 | -1.0583
0.01486 | 4.6684 | -0.99903 | #VALUE! | #VALUE! | #VALUE! | #VALUE! | #VALUE! | #VALUE! | #VALUE! | #VALUE! | #VALUE! | 0.01486 | 4.6684 | -0.99903 | -0.20689 | 0.13342 | 0.088523 | -0.067276 | -0.043995 | 0.033534 | 0.02122 | -0.01816 | -1.0587
0.01487 | 4.6715 | -0.99917 | #VALUE! | #VALUE! | #VALUE! | #VALUE! | #VALUE! | #VALUE! | #VALUE! | #VALUE! | #VALUE! | 0.01487 | 4.6715 | -0.99917 | -0.2076 | 0.13432 | 0.090077 | -0.068987 | -0.04611 | 0.035687 | 0.023613 | -0.0209 | -1.0591
0.01488 | 4.6747 | -0.99929 | #VALUE! | #VALUE! | #VALUE! | #VALUE! | #VALUE! | #VALUE! | #VALUE! | #VALUE! | #VALUE! | 0.01488 | 4.6747 | -0.99929 | -0.20824 | 0.13515 | 0.091524 | -0.070583 | -0.048094 | 0.037713 | 0.025882 | -0.023511 | -1.0595
0.01489 | 4.6778 | -0.9994 | #VALUE! | #VALUE! | #VALUE! | #VALUE! | #VALUE! | #VALUE! | #VALUE! | #VALUE! | #VALUE! | 0.01489 | 4.6778 | -0.9994 | -0.20884 | 0.13592 | 0.092862 | -0.072062 | -0.04994 | 0.039604 | 0.028016 | -0.025978 | -1.0598
0.0149 | 4.681 | -0.99951 | #VALUE! | #VALUE! | #VALUE! | #VALUE! | #VALUE! | #VALUE! | #VALUE! | #VALUE! | #VALUE! | 0.0149 | 4.681 | -0.99951 | -0.20939 | 0.13663 | 0.094088 | -0.07342 | -0.051645 | 0.041354 | 0.030004 | -0.028284 | -1.0602
0.01491 | 4.6841 | -0.9996 | #VALUE! | #VALUE! | #VALUE! | #VALUE! | #VALUE! | #VALUE! | #VALUE! | #VALUE! | #VALUE! | 0.01491 | 4.6841 | -0.9996 | -0.20989 | 0.13727 | 0.095202 | -0.074656 | -0.053201 | 0.042957 | 0.031836 | -0.030416 | -1.0605
0.01492 | 4.6873 | -0.99968 | #VALUE! | #VALUE! | #VALUE! | #VALUE! | #VALUE! | #VALUE! | #VALUE! | #VALUE! | #VALUE! | 0.01492 | 4.6873 | -0.99968 | -0.21033 | 0.13784 | 0.096203 | -0.075768 | -0.054606 | 0.044407 | 0.033501 | -0.032361 | -1.0608
0.01493 | 4.6904 | -0.99976 | #VALUE! | #VALUE! | #VALUE! | #VALUE! | #VALUE! | #VALUE! | #VALUE! | #VALUE! | #VALUE! | 0.01493 | 4.6904 | -0.99976 | -0.21072 | 0.13834 | 0.097088 | -0.076753 | -0.055856 | 0.045699 | 0.034992 | -0.034106 | -1.0611
0.01494 | 4.6935 | -0.99982 | #VALUE! | #VALUE! | #VALUE! | #VALUE! | #VALUE! | #VALUE! | #VALUE! | #VALUE! | #VALUE! | 0.01494 | 4.6935 | -0.99982 | -0.21106 | 0.13878 | 0.097858 | -0.07761 | -0.056946 | 0.046827 | 0.036299 | -0.03564 | -1.0613
0.01495 | 4.6967 | -0.99988 | #VALUE! | #VALUE! | #VALUE! | #VALUE! | #VALUE! | #VALUE! | #VALUE! | #VALUE! | #VALUE! | 0.01495 | 4.6967 | -0.99988 | -0.21135 | 0.13915 | 0.098511 | -0.078338 | -0.057873 | 0.04779 | 0.037418 | -0.036955 | -1.0615
0.01496 | 4.6998 | -0.99992 | #VALUE! | #VALUE! | #VALUE! | #VALUE! | #VALUE! | #VALUE! | #VALUE! | #VALUE! | #VALUE! | 0.01496 | 4.6998 | -0.99992 | -0.21158 | 0.13946 | 0.099046 | -0.078935 | -0.058636 | 0.048582 | 0.038341 | -0.038042 | -1.0617
0.01497 | 4.703 | -0.99996 | #VALUE! | #VALUE! | #VALUE! | #VALUE! | #VALUE! | #VALUE! | #VALUE! | #VALUE! | #VALUE! | 0.01497 | 4.703 | -0.99996 | -0.21176 | 0.1397 | 0.099463 | -0.0794 | -0.059232 | 0.0492 | 0.039064 | -0.038895 | -1.0618
0.01498 | 4.7061 | -0.99998 | #VALUE! | #VALUE! | #VALUE! | #VALUE! | #VALUE! | #VALUE! | #VALUE! | #VALUE! | #VALUE! | 0.01498 | 4.7061 | -0.99998 | -0.2119 | 0.13986 | 0.099761 | -0.079733 | -0.059658 | 0.049644 | 0.039583 | -0.039508 | -1.0619
0.01499 | 4.7092 | -1 | #VALUE! | #VALUE! | #VALUE! | #VALUE! | #VALUE! | #VALUE! | #VALUE! | #VALUE! | #VALUE! | 0.01499 | 4.7092 | -1 | -0.21197 | 0.13997 | 0.09994 | -0.079933 | -0.059914 | 0.049911 | 0.039896 | -0.039877 | -1.062
0.015 | 4.7124 | -1 | #VALUE! | #VALUE! | #VALUE! | #VALUE! | #VALUE! | #VALUE! | #VALUE! | #VALUE! | #VALUE! | 0.015 | 4.7124 | -1 | -0.212 | 0.14 | 0.1 | -0.08 | -0.06 | 0.05 | 0.04 | -0.04 | -1.062
0.01501 | 4.7155 | -1 | #VALUE! | #VALUE! | #VALUE! | #VALUE! | #VALUE! | #VALUE! | #VALUE! | #VALUE! | #VALUE! | 0.01501 | 4.7155 | -1 | -0.21197 | 0.13997 | 0.09994 | -0.079933 | -0.059914 | 0.049911 | 0.039896 | -0.039877 | -1.062
0.01502 | 4.7187 | -0.99998 | #VALUE! | #VALUE! | #VALUE! | #VALUE! | #VALUE! | #VALUE! | #VALUE! | #VALUE! | #VALUE! | 0.01502 | 4.7187 | -0.99998 | -0.2119 | 0.13986 | 0.099761 | -0.079733 | -0.059658 | 0.049644 | 0.039583 | -0.039508 | -1.0619
0.01503 | 4.7218 | -0.99996 | #VALUE! | #VALUE! | #VALUE! | #VALUE! | #VALUE! | #VALUE! | #VALUE! | #VALUE! | #VALUE! | 0.01503 | 4.7218 | -0.99996 | -0.21176 | 0.1397 | 0.099463 | -0.0794 | -0.059232 | 0.0492 | 0.039064 | -0.038895 | -1.0618
0.01504 | 4.725 | -0.99992 | #VALUE! | #VALUE! | #VALUE! | #VALUE! | #VALUE! | #VALUE! | #VALUE! | #VALUE! | #VALUE! | 0.01504 | 4.725 | -0.99992 | -0.21158 | 0.13946 | 0.099046 | -0.078935 | -0.058636 | 0.048582 | 0.038341 | -0.038042 | -1.0617
0.01505 | 4.7281 | -0.99988 | #VALUE! | #VALUE! | #VALUE! | #VALUE! | #VALUE! | #VALUE! | #VALUE! | #VALUE! | #VALUE! | 0.01505 | 4.7281 | -0.99988 | -0.21135 | 0.13915 | 0.098511 | -0.078338 | -0.057873 | 0.04779 | 0.037418 | -0.036955 | -1.0615
0.01506 | 4.7312 | -0.99982 | #VALUE! | #VALUE! | #VALUE! | #VALUE! | #VALUE! | #VALUE! | #VALUE! | #VALUE! | #VALUE! | 0.01506 | 4.7312 | -0.99982 | -0.21106 | 0.13878 | 0.097858 | -0.07761 | -0.056946 | 0.046827 | 0.036299 | -0.03564 | -1.0613
0.01507 | 4.7344 | -0.99976 | #VALUE! | #VALUE! | #VALUE! | #VALUE! | #VALUE! | #VALUE! | #VALUE! | #VALUE! | #VALUE! | 0.01507 | 4.7344 | -0.99976 | -0.21072 | 0.13834 | 0.097088 | -0.076753 | -0.055856 | 0.045699 | 0.034992 | -0.034106 | -1.0611
0.01508 | 4.7375 | -0.99968 | #VALUE! | #VALUE! | #VALUE! | #VALUE! | #VALUE! | #VALUE! | #VALUE! | #VALUE! | #VALUE! | 0.01508 | 4.7375 | -0.99968 | -0.21033 | 0.13784 | 0.096203 | -0.075768 | -0.054606 | 0.044407 | 0.033501 | -0.032361 | -1.0608
0.01509 | 4.7407 | -0.9996 | #VALUE! | #VALUE! | #VALUE! | #VALUE! | #VALUE! | #VALUE! | #VALUE! | #VALUE! | #VALUE! | 0.01509 | 4.7407 | -0.9996 | -0.20989 | 0.13727 | 0.095202 | -0.074656 | -0.053201 | 0.042957 | 0.031836 | -0.030416 | -1.0605
0.0151 | 4.7438 | -0.99951 | #VALUE! | #VALUE! | #VALUE! | #VALUE! | #VALUE! | #VALUE! | #VALUE! | #VALUE! | #VALUE! | 0.0151 | 4.7438 | -0.99951 | -0.20939 | 0.13663 | 0.094088 | -0.07342 | -0.051645 | 0.041354 | 0.030004 | -0.028284 | -1.0602
0.01511 | 4.7469 | -0.9994 | #VALUE! | #VALUE! | #VALUE! | #VALUE! | #VALUE! | #VALUE! | #VALUE! | #VALUE! | #VALUE! | 0.01511 | 4.7469 | -0.9994 | -0.20884 | 0.13592 | 0.092862 | -0.072062 | -0.04994 | 0.039604 | 0.028016 | -0.025978 | -1.0598
0.01512 | 4.7501 | -0.99929 | #VALUE! | #VALUE! | #VALUE! | #VALUE! | #VALUE! | #VALUE! | #VALUE! | #VALUE! | #VALUE! | 0.01512 | 4.7501 | -0.99929 | -0.20824 | 0.13515 | 0.091524 | -0.070583 | -0.048094 | 0.037713 | 0.025882 | -0.023511 | -1.0595
0.01513 | 4.7532 | -0.99917 | #VALUE! | #VALUE! | #VALUE! | #VALUE! | #VALUE! | #VALUE! | #VALUE! | #VALUE! | #VALUE! | 0.01513 | 4.7532 | -0.99917 | -0.2076 | 0.13432 | 0.090077 | -0.068987 | -0.04611 | 0.035687 | 0.023613 | -0.0209 | -1.0591
0.01514 | 4.7564 | -0.99903 | #VALUE! | #VALUE! | #VALUE! | #VALUE! | #VALUE! | #VALUE! | #VALUE! | #VALUE! | #VALUE! | 0.01514 | 4.7564 | -0.99903 | -0.20689 | 0.13342 | 0.088523 | -0.067276 | -0.043995 | 0.033534 | 0.02122 | -0.01816 | -1.0587
0.01515 | 4.7595 | -0.99889 | #VALUE! | #VALUE! | #VALUE! | #VALUE! | #VALUE! | #VALUE! | #VALUE! | #VALUE! | #VALUE! | 0.01515 | 4.7595 | -0.99889 | -0.20614 | 0.13245 | 0.086863 | -0.065452 | -0.041755 | 0.031262 | 0.018717 | -0.015307 | -1.0583
0.01516 | 4.7627 | -0.99874 | #VALUE! | #VALUE! | #VALUE! | #VALUE! | #VALUE! | #VALUE! | #VALUE! | #VALUE! | #VALUE! | 0.01516 | 4.7627 | -0.99874 | -0.20534 | 0.13142 | 0.085099 | -0.063519 | -0.039395 | 0.028879 | 0.016116 | -0.012361 | -1.0578
0.01517 | 4.7658 | -0.99857 | #VALUE! | #VALUE! | #VALUE! | #VALUE! | #VALUE! | #VALUE! | #VALUE! | #VALUE! | #VALUE! | 0.01517 | 4.7658 | -0.99857 | -0.20449 | 0.13033 | 0.083234 | -0.061481 | -0.036923 | 0.026392 | 0.013431 | -0.0093378 | -1.0574
0.01518 | 4.7689 | -0.9984 | #VALUE! | #VALUE! | #VALUE! | #VALUE! | #VALUE! | #VALUE! | #VALUE! | #VALUE! | #VALUE! | 0.01518 | 4.7689 | -0.9984 | -0.20358 | 0.12917 | 0.081269 | -0.059339 | -0.034346 | 0.023812 | 0.010676 | -0.0062574 | -1.057
0.01519 | 4.7721 | -0.99822 | #VALUE! | #VALUE! | #VALUE! | #VALUE! | #VALUE! | #VALUE! | #VALUE! | #VALUE! | #VALUE! | 0.01519 | 4.7721 | -0.99822 | -0.20263 | 0.12796 | 0.079208 | -0.057099 | -0.031671 | 0.021147 | 0.0078652 | -0.0031384 | -1.0566
0.0152 | 4.7752 | -0.99803 | #VALUE! | #VALUE! | #VALUE! | #VALUE! | #VALUE! | #VALUE! | #VALUE! | #VALUE! | #VALUE! | 0.0152 | 4.7752 | -0.99803 | -0.20162 | 0.12668 | 0.077051 | -0.054764 | -0.028905 | 0.018406 | 0.0050133 | -1.4201e-13 | -1.0562
0.01521 | 4.7784 | -0.99782 | #VALUE! | #VALUE! | #VALUE! | #VALUE! | #VALUE! | #VALUE! | #VALUE! | #VALUE! | #VALUE! | 0.01521 | 4.7784 | -0.99782 | -0.20057 | 0.12533 | 0.074803 | -0.052337 | -0.026057 | 0.0156 | 0.0021353 | 0.0031384 | -1.0558
0.01522 | 4.7815 | -0.99761 | #VALUE! | #VALUE! | #VALUE! | #VALUE! | #VALUE! | #VALUE! | #VALUE! | #VALUE! | #VALUE! | 0.01522 | 4.7815 | -0.99761 | -0.19947 | 0.12393 | 0.072465 | -0.049823 | -0.023135 | 0.012739 | -0.00075394 | 0.0062574 | -1.0554
0.01523 | 4.7846 | -0.99739 | #VALUE! | #VALUE! | #VALUE! | #VALUE! | #VALUE! | #VALUE! | #VALUE! | #VALUE! | #VALUE! | 0.01523 | 4.7846 | -0.99739 | -0.19831 | 0.12247 | 0.070041 | -0.047226 | -0.020147 | 0.0098315 | -0.0036392 | 0.0093378 | -1.055
0.01524 | 4.7878 | -0.99716 | #VALUE! | #VALUE! | #VALUE! | #VALUE! | #VALUE! | #VALUE! | #VALUE! | #VALUE! | #VALUE! | 0.01524 | 4.7878 | -0.99716 | -0.19711 | 0.12095 | 0.067533 | -0.04455 | -0.017101 | 0.0068895 | -0.0065055 | 0.012361 | -1.0547
0.01525 | 4.7909 | -0.99692 | #VALUE! | #VALUE! | #VALUE! | #VALUE! | #VALUE! | #VALUE! | #VALUE! | #VALUE! | #VALUE! | 0.01525 | 4.7909 | -0.99692 | -0.19586 | 0.11937 | 0.064945 | -0.0418 | -0.014007 | 0.003923 | -0.0093378 | 0.015307 | -1.0544
0.01526 | 4.7941 | -0.99667 | #VALUE! | #VALUE! | #VALUE! | #VALUE! | #VALUE! | #VALUE! | #VALUE! | #VALUE! | #VALUE! | 0.01526 | 4.7941 | -0.99667 | -0.19456 | 0.11773 | 0.062279 | -0.03898 | -0.010872 | 0.00094242 | -0.012121 | 0.01816 | -1.0541
0.01527 | 4.7972 | -0.9964 | #VALUE! | #VALUE! | #VALUE! | #VALUE! | #VALUE! | #VALUE! | #VALUE! | #VALUE! | #VALUE! | 0.01527 | 4.7972 | -0.9964 | -0.19322 | 0.11604 | 0.059538 | -0.036095 | -0.007707 | -0.0020415 | -0.014842 | 0.0209 | -1.0538
0.01528 | 4.8004 | -0.99613 | #VALUE! | #VALUE! | #VALUE! | #VALUE! | #VALUE! | #VALUE! | #VALUE! | #VALUE! | #VALUE! | 0.01528 | 4.8004 | -0.99613 | -0.19182 | 0.11429 | 0.056727 | -0.03315 | -0.0045196 | -0.0050181 | -0.017485 | 0.023511 | -1.0536
0.01529 | 4.8035 | -0.99585 | #VALUE! | #VALUE! | #VALUE! | #VALUE! | #VALUE! | #VALUE! | #VALUE! | #VALUE! | #VALUE! | 0.01529 | 4.8035 | -0.99585 | -0.19038 | 0.11248 | 0.053848 | -0.03015 | -0.0013194 | -0.0079768 | -0.020036 | 0.025978 | -1.0534
0.0153 | 4.8066 | -0.99556 | #VALUE! | #VALUE! | #VALUE! | #VALUE! | #VALUE! | #VALUE! | #VALUE! | #VALUE! | #VALUE! | 0.0153 | 4.8066 | -0.99556 | -0.18889 | 0.11062 | 0.050904 | -0.027099 | 0.0018846 | -0.010907 | -0.022483 | 0.028284 | -1.0533
0.01531 | 4.8098 | -0.99526 | #VALUE! | #VALUE! | #VALUE! | #VALUE! | #VALUE! | #VALUE! | #VALUE! | #VALUE! | #VALUE! | 0.01531 | 4.8098 | -0.99526 | -0.18736 | 0.10871 | 0.0479 | -0.024003 | 0.0050833 | -0.013799 | -0.024813 | 0.030416 | -1.0531
0.01532 | 4.8129 | -0.99495 | #VALUE! | #VALUE! | #VALUE! | #VALUE! | #VALUE! | #VALUE! | #VALUE! | #VALUE! | #VALUE! | 0.01532 | 4.8129 | -0.99495 | -0.18578 | 0.10674 | 0.044838 | -0.020867 | 0.0082674 | -0.016641 | -0.027013 | 0.032361 | -1.053
0.01533 | 4.8161 | -0.99463 | #VALUE! | #VALUE! | #VALUE! | #VALUE! | #VALUE! | #VALUE! | #VALUE! | #VALUE! | #VALUE! | 0.01533 | 4.8161 | -0.99463 | -0.18415 | 0.10472 | 0.041723 | -0.017697 | 0.011428 | -0.019424 | -0.029073 | 0.034106 | -1.053
0.01534 | 4.8192 | -0.9943 | #VALUE! | #VALUE! | #VALUE! | #VALUE! | #VALUE! | #VALUE! | #VALUE! | #VALUE! | #VALUE! | 0.01534 | 4.8192 | -0.9943 | -0.18248 | 0.10266 | 0.038558 | -0.014496 | 0.014556 | -0.022138 | -0.03098 | 0.03564 | -1.053
0.01535 | 4.8223 | -0.99396 | #VALUE! | #VALUE! | #VALUE! | #VALUE! | #VALUE! | #VALUE! | #VALUE! | #VALUE! | #VALUE! | 0.01535 | 4.8223 | -0.99396 | -0.18076 | 0.10054 | 0.035347 | -0.011272 | 0.017642 | -0.024773 | -0.032726 | 0.036955 | -1.053
0.01536 | 4.8255 | -0.99361 | #VALUE! | #VALUE! | #VALUE! | #VALUE! | #VALUE! | #VALUE! | #VALUE! | #VALUE! | #VALUE! | 0.01536 | 4.8255 | -0.99361 | -0.179 | 0.098371 | 0.032094 | -0.0080289 | 0.020679 | -0.02732 | -0.034301 | 0.038042 | -1.0531
0.01537 | 4.8286 | -0.99325 | #VALUE! | #VALUE! | #VALUE! | #VALUE! | #VALUE! | #VALUE! | #VALUE! | #VALUE! | #VALUE! | 0.01537 | 4.8286 | -0.99325 | -0.17719 | 0.096157 | 0.028803 | -0.0047724 | 0.023656 | -0.029769 | -0.035697 | 0.038895 | -1.0532
0.01538 | 4.8318 | -0.99288 | #VALUE! | #VALUE! | #VALUE! | #VALUE! | #VALUE! | #VALUE! | #VALUE! | #VALUE! | #VALUE! | 0.01538 | 4.8318 | -0.99288 | -0.17534 | 0.093896 | 0.025477 | -0.0015079 | 0.026565 | -0.032113 | -0.036907 | 0.039508 | -1.0533
0.01539 | 4.8349 | -0.9925 | #VALUE! | #VALUE! | #VALUE! | #VALUE! | #VALUE! | #VALUE! | #VALUE! | #VALUE! | #VALUE! | 0.01539 | 4.8349 | -0.9925 | -0.17345 | 0.09159 | 0.022121 | 0.0017592 | 0.029399 | -0.034342 | -0.037924 | 0.039877 | -1.0535
0.0154 | 4.8381 | -0.99211 | #VALUE! | #VALUE! | #VALUE! | #VALUE! | #VALUE! | #VALUE! | #VALUE! | #VALUE! | #VALUE! | 0.0154 | 4.8381 | -0.99211 | -0.17151 | 0.089239 | 0.018738 | 0.0050232 | 0.03215 | -0.036448 | -0.038743 | 0.04 | -1.0537
0.01541 | 4.8412 | -0.99172 | #VALUE! | #VALUE! | #VALUE! | #VALUE! | #VALUE! | #VALUE! | #VALUE! | #VALUE! | #VALUE! | 0.01541 | 4.8412 | -0.99172 | -0.16953 | 0.086846 | 0.015333 | 0.008279 | 0.034808 | -0.038425 | -0.03936 | 0.039877 | -1.0539
0.01542 | 4.8443 | -0.99131 | #VALUE! | #VALUE! | #VALUE! | #VALUE! | #VALUE! | #VALUE! | #VALUE! | #VALUE! | #VALUE! | 0.01542 | 4.8443 | -0.99131 | -0.16751 | 0.08441 | 0.01191 | 0.011521 | 0.037367 | -0.040265 | -0.039772 | 0.039508 | -1.0541
0.01543 | 4.8475 | -0.99089 | #VALUE! | #VALUE! | #VALUE! | #VALUE! | #VALUE! | #VALUE! | #VALUE! | #VALUE! | #VALUE! | 0.01543 | 4.8475 | -0.99089 | -0.16545 | 0.081934 | 0.0084721 | 0.014744 | 0.03982 | -0.041962 | -0.039976 | 0.038895 | -1.0544
0.01544 | 4.8506 | -0.99046 | #VALUE! | #VALUE! | #VALUE! | #VALUE! | #VALUE! | #VALUE! | #VALUE! | #VALUE! | #VALUE! | 0.01544 | 4.8506 | -0.99046 | -0.16335 | 0.079418 | 0.0050244 | 0.017942 | 0.042159 | -0.043509 | -0.039972 | 0.038042 | -1.0547
0.01545 | 4.8538 | -0.99002 | #VALUE! | #VALUE! | #VALUE! | #VALUE! | #VALUE! | #VALUE! | #VALUE! | #VALUE! | #VALUE! | 0.01545 | 4.8538 | -0.99002 | -0.16121 | 0.076863 | 0.0015707 | 0.02111 | 0.044378 | -0.044901 | -0.039758 | 0.036955 | -1.055
0.01546 | 4.8569 | -0.98958 | #VALUE! | #VALUE! | #VALUE! | #VALUE! | #VALUE! | #VALUE! | #VALUE! | #VALUE! | #VALUE! | 0.01546 | 4.8569 | -0.98958 | -0.15902 | 0.074272 | -0.0018848 | 0.024243 | 0.04647 | -0.046134 | -0.039338 | 0.03564 | -1.0553
0.01547 | 4.86 | -0.98912 | #VALUE! | #VALUE! | #VALUE! | #VALUE! | #VALUE! | #VALUE! | #VALUE! | #VALUE! | #VALUE! | 0.01547 | 4.86 | -0.98912 | -0.1568 | 0.071644 | -0.0053382 | 0.027335 | 0.04843 | -0.047202 | -0.038712 | 0.034106 | -1.0557
0.01548 | 4.8632 | -0.98865 | #VALUE! | #VALUE! | #VALUE! | #VALUE! | #VALUE! | #VALUE! | #VALUE! | #VALUE! | #VALUE! | 0.01548 | 4.8632 | -0.98865 | -0.15454 | 0.068982 | -0.0087851 | 0.030382 | 0.050252 | -0.048101 | -0.037884 | 0.032361 | -1.056
0.01549 | 4.8663 | -0.98817 | #VALUE! | #VALUE! | #VALUE! | #VALUE! | #VALUE! | #VALUE! | #VALUE! | #VALUE! | #VALUE! | 0.01549 | 4.8663 | -0.98817 | -0.15224 | 0.066286 | -0.012222 | 0.033379 | 0.05193 | -0.04883 | -0.036858 | 0.030416 | -1.0563
0.0155 | 4.8695 | -0.98769 | #VALUE! | #VALUE! | #VALUE! | #VALUE! | #VALUE! | #VALUE! | #VALUE! | #VALUE! | #VALUE! | 0.0155 | 4.8695 | -0.98769 | -0.14991 | 0.063559 | -0.015643 | 0.036319 | 0.05346 | -0.049384 | -0.03564 | 0.028284 | -1.0566
0.01551 | 4.8726 | -0.98719 | #VALUE! | #VALUE! | #VALUE! | #VALUE! | #VALUE! | #VALUE! | #VALUE! | #VALUE! | #VALUE! | 0.01551 | 4.8726 | -0.98719 | -0.14753 | 0.0608 | -0.019047 | 0.039199 | 0.054838 | -0.049763 | -0.034236 | 0.025978 | -1.057
0.01552 | 4.8758 | -0.98669 | #VALUE! | #VALUE! | #VALUE! | #VALUE! | #VALUE! | #VALUE! | #VALUE! | #VALUE! | #VALUE! | 0.01552 | 4.8758 | -0.98669 | -0.14512 | 0.058013 | -0.022427 | 0.042014 | 0.05606 | -0.049964 | -0.032654 | 0.023511 | -1.0573
0.01553 | 4.8789 | -0.98617 | #VALUE! | #VALUE! | #VALUE! | #VALUE! | #VALUE! | #VALUE! | #VALUE! | #VALUE! | #VALUE! | 0.01553 | 4.8789 | -0.98617 | -0.14268 | 0.055197 | -0.025781 | 0.044759 | 0.057121 | -0.049988 | -0.0309 | 0.0209 | -1.0575
0.01554 | 4.882 | -0.98564 | #VALUE! | #VALUE! | #VALUE! | #VALUE! | #VALUE! | #VALUE! | #VALUE! | #VALUE! | #VALUE! | 0.01554 | 4.882 | -0.98564 | -0.1402 | 0.052354 | -0.029104 | 0.047429 | 0.05802 | -0.049833 | -0.028986 | 0.01816 | -1.0578
0.01555 | 4.8852 | -0.98511 | #VALUE! | #VALUE! | #VALUE! | #VALUE! | #VALUE! | #VALUE! | #VALUE! | #VALUE! | #VALUE! | 0.01555 | 4.8852 | -0.98511 | -0.13768 | 0.049486 | -0.032392 | 0.050019 | 0.058753 | -0.049501 | -0.026921 | 0.015307 | -1.058
0.01556 | 4.8883 | -0.98456 | #VALUE! | #VALUE! | #VALUE! | #VALUE! | #VALUE! | #VALUE! | #VALUE! | #VALUE! | #VALUE! | 0.01556 | 4.8883 | -0.98456 | -0.13513 | 0.046595 | -0.035641 | 0.052527 | 0.059319 | -0.048993 | -0.024714 | 0.012361 | -1.0582
0.01557 | 4.8915 | -0.98401 | #VALUE! | #VALUE! | #VALUE! | #VALUE! | #VALUE! | #VALUE! | #VALUE! | #VALUE! | #VALUE! | 0.01557 | 4.8915 | -0.98401 | -0.13255 | 0.04368 | -0.038848 | 0.054947 | 0.059716 | -0.04831 | -0.022379 | 0.0093378 | -1.0584
0.01558 | 4.8946 | -0.98345 | #VALUE! | #VALUE! | #VALUE! | #VALUE! | #VALUE! | #VALUE! | #VALUE! | #VALUE! | #VALUE! | 0.01558 | 4.8946 | -0.98345 | -0.12994 | 0.040745 | -0.042009 | 0.057275 | 0.059942 | -0.047455 | -0.019927 | 0.0062574 | -1.0586
0.01559 | 4.8977 | -0.98287 | #VALUE! | #VALUE! | #VALUE! | #VALUE! | #VALUE! | #VALUE! | #VALUE! | #VALUE! | #VALUE! | 0.01559 | 4.8977 | -0.98287 | -0.12729 | 0.03779 | -0.045119 | 0.059508 | 0.059997 | -0.046431 | -0.017372 | 0.0031384 | -1.0586
0.0156 | 4.9009 | -0.98229 | #VALUE! | #VALUE! | #VALUE! | #VALUE! | #VALUE! | #VALUE! | #VALUE! | #VALUE! | #VALUE! | 0.0156 | 4.9009 | -0.98229 | -0.12461 | 0.034817 | -0.048175 | 0.061641 | 0.059882 | -0.045241 | -0.014725 | 1.4699e-13 | -1.0587
0.01561 | 4.904 | -0.98169 | #VALUE! | #VALUE! | #VALUE! | #VALUE! | #VALUE! | #VALUE! | #VALUE! | #VALUE! | #VALUE! | 0.01561 | 4.904 | -0.98169 | -0.1219 | 0.031826 | -0.051174 | 0.063672 | 0.059595 | -0.043891 | -0.012002 | -0.0031384 | -1.0587
0.01562 | 4.9072 | -0.98109 | #VALUE! | #VALUE! | #VALUE! | #VALUE! | #VALUE! | #VALUE! | #VALUE! | #VALUE! | #VALUE! | 0.01562 | 4.9072 | -0.98109 | -0.11916 | 0.028821 | -0.054112 | 0.065596 | 0.059139 | -0.042384 | -0.0092156 | -0.0062574 | -1.0587
0.01563 | 4.9103 | -0.98048 | #VALUE! | #VALUE! | #VALUE! | #VALUE! | #VALUE! | #VALUE! | #VALUE! | #VALUE! | #VALUE! | 0.01563 | 4.9103 | -0.98048 | -0.11639 | 0.025801 | -0.056985 | 0.067411 | 0.058514 | -0.040726 | -0.0063815 | -0.0093378 | -1.0586
0.01564 | 4.9135 | -0.97986 | #VALUE! | #VALUE! | #VALUE! | #VALUE! | #VALUE! | #VALUE! | #VALUE! | #VALUE! | #VALUE! | 0.01564 | 4.9135 | -0.97986 | -0.1136 | 0.022769 | -0.05979 | 0.069114 | 0.057722 | -0.038923 | -0.003514 | -0.012361 | -1.0584
0.01565 | 4.9166 | -0.97922 | #VALUE! | #VALUE! | #VALUE! | #VALUE! | #VALUE! | #VALUE! | #VALUE! | #VALUE! | #VALUE! | 0.01565 | 4.9166 | -0.97922 | -0.11077 | 0.019726 | -0.062524 | 0.070701 | 0.056765 | -0.036982 | -0.00062829 | -0.015307 | -1.0582
0.01566 | 4.9197 | -0.97858 | #VALUE! | #VALUE! | #VALUE! | #VALUE! | #VALUE! | #VALUE! | #VALUE! | #VALUE! | #VALUE! | 0.01566 | 4.9197 | -0.97858 | -0.10792 | 0.016674 | -0.065183 | 0.072171 | 0.055647 | -0.034908 | 0.0022607 | -0.01816 | -1.058
0.01567 | 4.9229 | -0.97793 | #VALUE! | #VALUE! | #VALUE! | #VALUE! | #VALUE! | #VALUE! | #VALUE! | #VALUE! | #VALUE! | 0.01567 | 4.9229 | -0.97793 | -0.10504 | 0.013613 | -0.067765 | 0.07352 | 0.05437 | -0.032711 | 0.005138 | -0.0209 | -1.0577
0.01568 | 4.926 | -0.97727 | #VALUE! | #VALUE! | #VALUE! | #VALUE! | #VALUE! | #VALUE! | #VALUE! | #VALUE! | #VALUE! | 0.01568 | 4.926 | -0.97727 | -0.10213 | 0.010546 | -0.070265 | 0.074746 | 0.052937 | -0.030397 | 0.0079884 | -0.023511 | -1.0574
0.01569 | 4.9292 | -0.9766 | #VALUE! | #VALUE! | #VALUE! | #VALUE! | #VALUE! | #VALUE! | #VALUE! | #VALUE! | #VALUE! | 0.01569 | 4.9292 | -0.9766 | -0.099201 | 0.0074734 | -0.072681 | 0.075848 | 0.051354 | -0.027974 | 0.010797 | -0.025978 | -1.057
0.0157 | 4.9323 | -0.97592 | #VALUE! | #VALUE! | #VALUE! | #VALUE! | #VALUE! | #VALUE! | #VALUE! | #VALUE! | #VALUE! | 0.0157 | 4.9323 | -0.97592 | -0.096246 | 0.0043975 | -0.075011 | 0.076823 | 0.049625 | -0.025452 | 0.01355 | -0.028284 | -1.0565
0.01571 | 4.9354 | -0.97523 | #VALUE! | #VALUE! | #VALUE! | #VALUE! | #VALUE! | #VALUE! | #VALUE! | #VALUE! | #VALUE! | 0.01571 | 4.9354 | -0.97523 | -0.093267 | 0.0013194 | -0.077251 | 0.077671 | 0.047754 | -0.022839 | 0.016231 | -0.030416 | -1.056
0.01572 | 4.9386 | -0.97453 | #VALUE! | #VALUE! | #VALUE! | #VALUE! | #VALUE! | #VALUE! | #VALUE! | #VALUE! | #VALUE! | 0.01572 | 4.9386 | -0.97453 | -0.090265 | -0.0017592 | -0.079399 | 0.078388 | 0.045747 | -0.020145 | 0.018828 | -0.032361 | -1.0555
0.01573 | 4.9417 | -0.97382 | #VALUE! | #VALUE! | #VALUE! | #VALUE! | #VALUE! | #VALUE! | #VALUE! | #VALUE! | #VALUE! | 0.01573 | 4.9417 | -0.97382 | -0.087241 | -0.0048371 | -0.081452 | 0.078975 | 0.043609 | -0.01738 | 0.021327 | -0.034106 | -1.0549
0.01574 | 4.9449 | -0.9731 | #VALUE! | #VALUE! | #VALUE! | #VALUE! | #VALUE! | #VALUE! | #VALUE! | #VALUE! | #VALUE! | 0.01574 | 4.9449 | -0.9731 | -0.084195 | -0.0079126 | -0.083408 | 0.079431 | 0.041347 | -0.014552 | 0.023714 | -0.03564 | -1.0543
0.01575 | 4.948 | -0.97237 | #VALUE! | #VALUE! | #VALUE! | #VALUE! | #VALUE! | #VALUE! | #VALUE! | #VALUE! | #VALUE! | 0.01575 | 4.948 | -0.97237 | -0.081129 | -0.010984 | -0.085264 | 0.079753 | 0.038967 | -0.011672 | 0.025978 | -0.036955 | -1.0537
0.01576 | 4.9512 | -0.97163 | #VALUE! | #VALUE! | #VALUE! | #VALUE! | #VALUE! | #VALUE! | #VALUE! | #VALUE! | #VALUE! | 0.01576 | 4.9512 | -0.97163 | -0.078042 | -0.014051 | -0.087018 | 0.079943 | 0.036476 | -0.0087512 | 0.028106 | -0.038042 | -1.053
0.01577 | 4.9543 | -0.97088 | #VALUE! | #VALUE! | #VALUE! | #VALUE! | #VALUE! | #VALUE! | #VALUE! | #VALUE! | #VALUE! | 0.01577 | 4.9543 | -0.97088 | -0.074937 | -0.01711 | -0.088669 | 0.08 | 0.033881 | -0.0057989 | 0.030087 | -0.038895 | -1.0523
0.01578 | 4.9574 | -0.97013 | #VALUE! | #VALUE! | #VALUE! | #VALUE! | #VALUE! | #VALUE! | #VALUE! | #VALUE! | #VALUE! | 0.01578 | 4.9574 | -0.97013 | -0.071812 | -0.020162 | -0.090213 | 0.079923 | 0.031189 | -0.0028259 | 0.031912 | -0.039508 | -1.0516
0.01579 | 4.9606 | -0.96936 | #VALUE! | #VALUE! | #VALUE! | #VALUE! | #VALUE! | #VALUE! | #VALUE! | #VALUE! | #VALUE! | 0.01579 | 4.9606 | -0.96936 | -0.06867 | -0.023203 | -0.09165 | 0.079712 | 0.028408 | 0.00015708 | 0.03357 | -0.039877 | -1.0509
0.0158 | 4.9637 | -0.96858 | #VALUE! | #VALUE! | #VALUE! | #VALUE! | #VALUE! | #VALUE! | #VALUE! | #VALUE! | #VALUE! | 0.0158 | 4.9637 | -0.96858 | -0.065512 | -0.026233 | -0.092978 | 0.079369 | 0.025547 | 0.0031395 | 0.035052 | -0.04 | -1.0502
0.01581 | 4.9669 | -0.9678 | #VALUE! | #VALUE! | #VALUE! | #VALUE! | #VALUE! | #VALUE! | #VALUE! | #VALUE! | #VALUE! | 0.01581 | 4.9669 | -0.9678 | -0.062337 | -0.029251 | -0.094194 | 0.078894 | 0.022612 | 0.0061108 | 0.036352 | -0.039877 | -1.0495
0.01582 | 4.97 | -0.967 | #VALUE! | #VALUE! | #VALUE! | #VALUE! | #VALUE! | #VALUE! | #VALUE! | #VALUE! | #VALUE! | 0.01582 | 4.97 | -0.967 | -0.059146 | -0.032255 | -0.095298 | 0.078286 | 0.019613 | 0.0090603 | 0.037462 | -0.039508 | -1.0488
0.01583 | 4.9731 | -0.9662 | #VALUE! | #VALUE! | #VALUE! | #VALUE! | #VALUE! | #VALUE! | #VALUE! | #VALUE! | #VALUE! | 0.01583 | 4.9731 | -0.9662 | -0.055941 | -0.035242 | -0.096288 | 0.077549 | 0.016558 | 0.011978 | 0.038376 | -0.038895 | -1.0481
0.01584 | 4.9763 | -0.96538 | #VALUE! | #VALUE! | #VALUE! | #VALUE! | #VALUE! | #VALUE! | #VALUE! | #VALUE! | #VALUE! | 0.01584 | 4.9763 | -0.96538 | -0.052722 | -0.038213 | -0.097163 | 0.076682 | 0.013456 | 0.014852 | 0.039091 | -0.038042 | -1.0474
0.01585 | 4.9794 | -0.96456 | #VALUE! | #VALUE! | #VALUE! | #VALUE! | #VALUE! | #VALUE! | #VALUE! | #VALUE! | #VALUE! | 0.01585 | 4.9794 | -0.96456 | -0.04949 | -0.041166 | -0.097922 | 0.075687 | 0.010316 | 0.017674 | 0.039601 | -0.036955 | -1.0468
0.01586 | 4.9826 | -0.96372 | #VALUE! | #VALUE! | #VALUE! | #VALUE! | #VALUE! | #VALUE! | #VALUE! | #VALUE! | #VALUE! | 0.01586 | 4.9826 | -0.96372 | -0.046246 | -0.044098 | -0.098564 | 0.074566 | 0.0071458 | 0.020432 | 0.039905 | -0.03564 | -1.0462
0.01587 | 4.9857 | -0.96288 | #VALUE! | #VALUE! | #VALUE! | #VALUE! | #VALUE! | #VALUE! | #VALUE! | #VALUE! | #VALUE! | 0.01587 | 4.9857 | -0.96288 | -0.042991 | -0.047009 | -0.099089 | 0.07332 | 0.0039555 | 0.023118 | 0.04 | -0.034106 | -1.0457
0.01588 | 4.9888 | -0.96203 | #VALUE! | #VALUE! | #VALUE! | #VALUE! | #VALUE! | #VALUE! | #VALUE! | #VALUE! | #VALUE! | 0.01588 | 4.9888 | -0.96203 | -0.039725 | -0.049898 | -0.099495 | 0.071952 | 0.00075396 | 0.025722 | 0.039886 | -0.032361 | -1.0452
0.01589 | 4.992 | -0.96117 | #VALUE! | #VALUE! | #VALUE! | #VALUE! | #VALUE! | #VALUE! | #VALUE! | #VALUE! | #VALUE! | 0.01589 | 4.992 | -0.96117 | -0.036449 | -0.052762 | -0.099782 | 0.070465 | -0.0024498 | 0.028234 | 0.039565 | -0.030416 | -1.0448
0.0159 | 4.9951 | -0.96029 | #VALUE! | #VALUE! | #VALUE! | #VALUE! | #VALUE! | #VALUE! | #VALUE! | #VALUE! | #VALUE! | 0.0159 | 4.9951 | -0.96029 | -0.033164 | -0.055601 | -0.099951 | 0.068859 | -0.0056465 | 0.030645 | 0.039037 | -0.028284 | -1.0444
0.01591 | 4.9983 | -0.95941 | #VALUE! | #VALUE! | #VALUE! | #VALUE! | #VALUE! | #VALUE! | #VALUE! | #VALUE! | #VALUE! | 0.01591 | 4.9983 | -0.95941 | -0.029871 | -0.058413 | -0.1 | 0.067139 | -0.0088271 | 0.032948 | 0.038305 | -0.025978 | -1.0441
0.01592 | 5.0014 | -0.95852 | #VALUE! | #VALUE! | #VALUE! | #VALUE! | #VALUE! | #VALUE! | #VALUE! | #VALUE! | #VALUE! | 0.01592 | 5.0014 | -0.95852 | -0.026571 | -0.061196 | -0.099929 | 0.065307 | -0.011983 | 0.035132 | 0.037373 | -0.023511 | -1.0439
0.01593 | 5.0046 | -0.95762 | #VALUE! | #VALUE! | #VALUE! | #VALUE! | #VALUE! | #VALUE! | #VALUE! | #VALUE! | #VALUE! | 0.01593 | 5.0046 | -0.95762 | -0.023264 | -0.06395 | -0.099739 | 0.063366 | -0.015104 | 0.037192 | 0.036246 | -0.0209 | -1.0438
0.01594 | 5.0077 | -0.95671 | #VALUE! | #VALUE! | #VALUE! | #VALUE! | #VALUE! | #VALUE! | #VALUE! | #VALUE! | #VALUE! | 0.01594 | 5.0077 | -0.95671 | -0.019951 | -0.066673 | -0.09943 | 0.061319 | -0.018182 | 0.03912 | 0.03493 | -0.01816 | -1.0437
0.01595 | 5.0108 | -0.95579 | #VALUE! | #VALUE! | #VALUE! | #VALUE! | #VALUE! | #VALUE! | #VALUE! | #VALUE! | #VALUE! | 0.01595 | 5.0108 | -0.95579 | -0.016633 | -0.069364 | -0.099002 | 0.05917 | -0.021208 | 0.040907 | 0.033432 | -0.015307 | -1.0438
0.01596 | 5.014 | -0.95486 | #VALUE! | #VALUE! | #VALUE! | #VALUE! | #VALUE! | #VALUE! | #VALUE! | #VALUE! | #VALUE! | 0.01596 | 5.014 | -0.95486 | -0.013312 | -0.072022 | -0.098456 | 0.056923 | -0.024174 | 0.04255 | 0.03176 | -0.012361 | -1.044
0.01597 | 5.0171 | -0.95393 | #VALUE! | #VALUE! | #VALUE! | #VALUE! | #VALUE! | #VALUE! | #VALUE! | #VALUE! | #VALUE! | 0.01597 | 5.0171 | -0.95393 | -0.0099866 | -0.074644 | -0.097793 | 0.05458 | -0.027071 | 0.04404 | 0.029921 | -0.0093378 | -1.0442
0.01598 | 5.0203 | -0.95298 | #VALUE! | #VALUE! | #VALUE! | #VALUE! | #VALUE! | #VALUE! | #VALUE! | #VALUE! | #VALUE! | 0.01598 | 5.0203 | -0.95298 | -0.0066591 | -0.07723 | -0.097013 | 0.052147 | -0.029891 | 0.045374 | 0.027927 | -0.0062574 | -1.0446
0.01599 | 5.0234 | -0.95202 | #VALUE! | #VALUE! | #VALUE! | #VALUE! | #VALUE! | #VALUE! | #VALUE! | #VALUE! | #VALUE! | 0.01599 | 5.0234 | -0.95202 | -0.00333 | -0.079779 | -0.096117 | 0.049626 | -0.032626 | 0.046546 | 0.025786 | -0.0031384 | -1.0451
0.016 | 5.0265 | -0.95106 | #VALUE! | #VALUE! | #VALUE! | #VALUE! | #VALUE! | #VALUE! | #VALUE! | #VALUE! | #VALUE! | 0.016 | 5.0265 | -0.95106 | -1.6139e-13 | -0.08229 | -0.095106 | 0.047023 | -0.035267 | 0.047553 | 0.023511 | -1.5197e-13 | -1.0456
0.01601 | 5.0297 | -0.95008 | #VALUE! | #VALUE! | #VALUE! | #VALUE! | #VALUE! | #VALUE! | #VALUE! | #VALUE! | #VALUE! | 0.01601 | 5.0297 | -0.95008 | 0.00333 | -0.084761 | -0.093981 | 0.044341 | -0.037808 | 0.04839 | 0.021114 | 0.0031384 | -1.0463
0.01602 | 5.0328 | -0.9491 | #VALUE! | #VALUE! | #VALUE! | #VALUE! | #VALUE! | #VALUE! | #VALUE! | #VALUE! | #VALUE! | 0.01602 | 5.0328 | -0.9491 | 0.0066591 | -0.08719 | -0.092745 | 0.041585 | -0.040241 | 0.049055 | 0.018606 | 0.0062574 | -1.0471
0.01603 | 5.036 | -0.9481 | #VALUE! | #VALUE! | #VALUE! | #VALUE! | #VALUE! | #VALUE! | #VALUE! | #VALUE! | #VALUE! | 0.01603 | 5.036 | -0.9481 | 0.0099866 | -0.089578 | -0.091397 | 0.03876 | -0.042559 | 0.049544 | 0.016001 | 0.0093378 | -1.048
0.01604 | 5.0391 | -0.9471 | #VALUE! | #VALUE! | #VALUE! | #VALUE! | #VALUE! | #VALUE! | #VALUE! | #VALUE! | #VALUE! | 0.01604 | 5.0391 | -0.9471 | 0.013312 | -0.091922 | -0.089941 | 0.035871 | -0.044756 | 0.049858 | 0.013313 | 0.012361 | -1.049
0.01605 | 5.0423 | -0.94609 | #VALUE! | #VALUE! | #VALUE! | #VALUE! | #VALUE! | #VALUE! | #VALUE! | #VALUE! | #VALUE! | 0.01605 | 5.0423 | -0.94609 | 0.016633 | -0.094222 | -0.088377 | 0.032921 | -0.046826 | 0.049994 | 0.010555 | 0.015307 | -1.0501
0.01606 | 5.0454 | -0.94506 | #VALUE! | #VALUE! | #VALUE! | #VALUE! | #VALUE! | #VALUE! | #VALUE! | #VALUE! | #VALUE! | 0.01606 | 5.0454 | -0.94506 | 0.019951 | -0.096476 | -0.086707 | 0.029917 | -0.048762 | 0.049952 | 0.007742 | 0.01816 | -1.0513
0.01607 | 5.0485 | -0.94403 | #VALUE! | #VALUE! | #VALUE! | #VALUE! | #VALUE! | #VALUE! | #VALUE! | #VALUE! | #VALUE! | 0.01607 | 5.0485 | -0.94403 | 0.023264 | -0.098683 | -0.084934 | 0.026862 | -0.050558 | 0.049732 | 0.0048886 | 0.0209 | -1.0526
0.01608 | 5.0517 | -0.94299 | #VALUE! | #VALUE! | #VALUE! | #VALUE! | #VALUE! | #VALUE! | #VALUE! | #VALUE! | #VALUE! | 0.01608 | 5.0517 | -0.94299 | 0.026571 | -0.10084 | -0.08306 | 0.023763 | -0.052211 | 0.049334 | 0.0020098 | 0.023511 | -1.0539
0.01609 | 5.0548 | -0.94194 | #VALUE! | #VALUE! | #VALUE! | #VALUE! | #VALUE! | #VALUE! | #VALUE! | #VALUE! | #VALUE! | 0.01609 | 5.0548 | -0.94194 | 0.029871 | -0.10295 | -0.081086 | 0.020625 | -0.053715 | 0.048761 | -0.00087958 | 0.025978 | -1.0553
0.0161 | 5.058 | -0.94088 | #VALUE! | #VALUE! | #VALUE! | #VALUE! | #VALUE! | #VALUE! | #VALUE! | #VALUE! | #VALUE! | 0.0161 | 5.058 | -0.94088 | 0.033164 | -0.10502 | -0.079016 | 0.017451 | -0.055065 | 0.048015 | -0.0037643 | 0.028284 | -1.0568
0.01611 | 5.0611 | -0.93981 | #VALUE! | #VALUE! | #VALUE! | #VALUE! | #VALUE! | #VALUE! | #VALUE! | #VALUE! | #VALUE! | 0.01611 | 5.0611 | -0.93981 | 0.036449 | -0.10703 | -0.076851 | 0.014249 | -0.056259 | 0.047097 | -0.0066294 | 0.030416 | -1.0584
0.01612 | 5.0642 | -0.93873 | #VALUE! | #VALUE! | #VALUE! | #VALUE! | #VALUE! | #VALUE! | #VALUE! | #VALUE! | #VALUE! | 0.01612 | 5.0642 | -0.93873 | 0.039725 | -0.10898 | -0.074594 | 0.011023 | -0.057292 | 0.046012 | -0.00946 | 0.032361 | -1.0599
0.01613 | 5.0674 | -0.93765 | #VALUE! | #VALUE! | #VALUE! | #VALUE! | #VALUE! | #VALUE! | #VALUE! | #VALUE! | #VALUE! | 0.01613 | 5.0674 | -0.93765 | 0.042991 | -0.11089 | -0.072248 | 0.0077788 | -0.058162 | 0.044762 | -0.012241 | 0.034106 | -1.0616
0.01614 | 5.0705 | -0.93655 | #VALUE! | #VALUE! | #VALUE! | #VALUE! | #VALUE! | #VALUE! | #VALUE! | #VALUE! | #VALUE! | 0.01614 | 5.0705 | -0.93655 | 0.046246 | -0.11274 | -0.069817 | 0.0045215 | -0.058865 | 0.043354 | -0.014958 | 0.03564 | -1.0632
0.01615 | 5.0737 | -0.93544 | #VALUE! | #VALUE! | #VALUE! | #VALUE! | #VALUE! | #VALUE! | #VALUE! | #VALUE! | #VALUE! | 0.01615 | 5.0737 | -0.93544 | 0.04949 | -0.11454 | -0.067301 | 0.0012566 | -0.059401 | 0.04179 | -0.017598 | 0.036955 | -1.0648
0.01616 | 5.0768 | -0.93433 | #VALUE! | #VALUE! | #VALUE! | #VALUE! | #VALUE! | #VALUE! | #VALUE! | #VALUE! | #VALUE! | 0.01616 | 5.0768 | -0.93433 | 0.052722 | -0.11628 | -0.064706 | -0.0020104 | -0.059768 | 0.040078 | -0.020145 | 0.038042 | -1.0664
0.01617 | 5.08 | -0.9332 | #VALUE! | #VALUE! | #VALUE! | #VALUE! | #VALUE! | #VALUE! | #VALUE! | #VALUE! | #VALUE! | 0.01617 | 5.08 | -0.9332 | 0.055941 | -0.11797 | -0.062033 | -0.005274 | -0.059964 | 0.038224 | -0.022587 | 0.038895 | -1.068
0.01618 | 5.0831 | -0.93207 | #VALUE! | #VALUE! | #VALUE! | #VALUE! | #VALUE! | #VALUE! | #VALUE! | #VALUE! | #VALUE! | 0.01618 | 5.0831 | -0.93207 | 0.059146 | -0.1196 | -0.059286 | -0.0085289 | -0.059989 | 0.036233 | -0.024912 | 0.039508 | -1.0695
0.01619 | 5.0862 | -0.93093 | #VALUE! | #VALUE! | #VALUE! | #VALUE! | #VALUE! | #VALUE! | #VALUE! | #VALUE! | #VALUE! | 0.01619 | 5.0862 | -0.93093 | 0.062337 | -0.12117 | -0.056468 | -0.01177 | -0.059843 | 0.034113 | -0.027106 | 0.039877 | -1.071
0.0162 | 5.0894 | -0.92978 | #VALUE! | #VALUE! | #VALUE! | #VALUE! | #VALUE! | #VALUE! | #VALUE! | #VALUE! | #VALUE! | 0.0162 | 5.0894 | -0.92978 | 0.065512 | -0.12268 | -0.053583 | -0.014991 | -0.059527 | 0.031871 | -0.029159 | 0.04 | -1.0723
0.01621 | 5.0925 | -0.92862 | #VALUE! | #VALUE! | #VALUE! | #VALUE! | #VALUE! | #VALUE! | #VALUE! | #VALUE! | #VALUE! | 0.01621 | 5.0925 | -0.92862 | 0.06867 | -0.12414 | -0.050633 | -0.018186 | -0.059041 | 0.029516 | -0.031059 | 0.039877 | -1.0736
0.01622 | 5.0957 | -0.92745 | #VALUE! | #VALUE! | #VALUE! | #VALUE! | #VALUE! | #VALUE! | #VALUE! | #VALUE! | #VALUE! | 0.01622 | 5.0957 | -0.92745 | 0.071812 | -0.12553 | -0.047624 | -0.021352 | -0.058386 | 0.027056 | -0.032798 | 0.039508 | -1.0748
0.01623 | 5.0988 | -0.92627 | #VALUE! | #VALUE! | #VALUE! | #VALUE! | #VALUE! | #VALUE! | #VALUE! | #VALUE! | #VALUE! | 0.01623 | 5.0988 | -0.92627 | 0.074937 | -0.12686 | -0.044557 | -0.024482 | -0.057565 | 0.0245 | -0.034366 | 0.038895 | -1.0758
0.01624 | 5.1019 | -0.92508 | #VALUE! | #VALUE! | #VALUE! | #VALUE! | #VALUE! | #VALUE! | #VALUE! | #VALUE! | #VALUE! | 0.01624 | 5.1019 | -0.92508 | 0.078042 | -0.12813 | -0.041438 | -0.027571 | -0.056579 | 0.021856 | -0.035754 | 0.038042 | -1.0766
0.01625 | 5.1051 | -0.92388 | #VALUE! | #VALUE! | #VALUE! | #VALUE! | #VALUE! | #VALUE! | #VALUE! | #VALUE! | #VALUE! | 0.01625 | 5.1051 | -0.92388 | 0.081129 | -0.12934 | -0.038268 | -0.030615 | -0.055433 | 0.019134 | -0.036955 | 0.036955 | -1.0773
0.01626 | 5.1082 | -0.92267 | #VALUE! | #VALUE! | #VALUE! | #VALUE! | #VALUE! | #VALUE! | #VALUE! | #VALUE! | #VALUE! | 0.01626 | 5.1082 | -0.92267 | 0.084195 | -0.13049 | -0.035053 | -0.033607 | -0.054128 | 0.016344 | -0.037964 | 0.03564 | -1.0777
0.01627 | 5.1114 | -0.92146 | #VALUE! | #VALUE! | #VALUE! | #VALUE! | #VALUE! | #VALUE! | #VALUE! | #VALUE! | #VALUE! | 0.01627 | 5.1114 | -0.92146 | 0.087241 | -0.13157 | -0.031797 | -0.036543 | -0.052669 | 0.013496 | -0.038774 | 0.034106 | -1.078
0.01628 | 5.1145 | -0.92023 | #VALUE! | #VALUE! | #VALUE! | #VALUE! | #VALUE! | #VALUE! | #VALUE! | #VALUE! | #VALUE! | 0.01628 | 5.1145 | -0.92023 | 0.090265 | -0.13259 | -0.028502 | -0.039418 | -0.05106 | 0.0106 | -0.039383 | 0.032361 | -1.078
0.01629 | 5.1177 | -0.919 | #VALUE! | #VALUE! | #VALUE! | #VALUE! | #VALUE! | #VALUE! | #VALUE! | #VALUE! | #VALUE! | 0.01629 | 5.1177 | -0.919 | 0.093267 | -0.13355 | -0.025173 | -0.042228 | -0.049305 | 0.0076665 | -0.039785 | 0.030416 | -1.0777
0.0163 | 5.1208 | -0.91775 | #VALUE! | #VALUE! | #VALUE! | #VALUE! | #VALUE! | #VALUE! | #VALUE! | #VALUE! | #VALUE! | 0.0163 | 5.1208 | -0.91775 | 0.096246 | -0.13444 | -0.021814 | -0.044967 | -0.047409 | 0.0047054 | -0.03998 | 0.028284 | -1.0771
0.01631 | 5.1239 | -0.9165 | #VALUE! | #VALUE! | #VALUE! | #VALUE! | #VALUE! | #VALUE! | #VALUE! | #VALUE! | #VALUE! | 0.01631 | 5.1239 | -0.9165 | 0.099201 | -0.13527 | -0.018429 | -0.047631 | -0.045379 | 0.0017275 | -0.039967 | 0.025978 | -1.0763
0.01632 | 5.1271 | -0.91524 | #VALUE! | #VALUE! | #VALUE! | #VALUE! | #VALUE! | #VALUE! | #VALUE! | #VALUE! | #VALUE! | 0.01632 | 5.1271 | -0.91524 | 0.10213 | -0.13603 | -0.015023 | -0.050215 | -0.043219 | -0.0012565 | -0.039744 | 0.023511 | -1.0751
0.01633 | 5.1302 | -0.91397 | #VALUE! | #VALUE! | #VALUE! | #VALUE! | #VALUE! | #VALUE! | #VALUE! | #VALUE! | #VALUE! | 0.01633 | 5.1302 | -0.91397 | 0.10504 | -0.13672 | -0.011598 | -0.052716 | -0.040935 | -0.0042361 | -0.039315 | 0.0209 | -1.0736
0.01634 | 5.1334 | -0.91269 | #VALUE! | #VALUE! | #VALUE! | #VALUE! | #VALUE! | #VALUE! | #VALUE! | #VALUE! | #VALUE! | 0.01634 | 5.1334 | -0.91269 | 0.10792 | -0.13735 | -0.0081591 | -0.055129 | -0.038535 | -0.0072005 | -0.03868 | 0.01816 | -1.0717
0.01635 | 5.1365 | -0.9114 | #VALUE! | #VALUE! | #VALUE! | #VALUE! | #VALUE! | #VALUE! | #VALUE! | #VALUE! | #VALUE! | 0.01635 | 5.1365 | -0.9114 | 0.11077 | -0.13792 | -0.0047106 | -0.05745 | -0.036025 | -0.010139 | -0.037843 | 0.015307 | -1.0694
0.01636 | 5.1396 | -0.91011 | #VALUE! | #VALUE! | #VALUE! | #VALUE! | #VALUE! | #VALUE! | #VALUE! | #VALUE! | #VALUE! | 0.01636 | 5.1396 | -0.91011 | 0.1136 | -0.13841 | -0.0012566 | -0.059675 | -0.033413 | -0.013042 | -0.036809 | 0.012361 | -1.0668
0.01637 | 5.1428 | -0.9088 | #VALUE! | #VALUE! | #VALUE! | #VALUE! | #VALUE! | #VALUE! | #VALUE! | #VALUE! | #VALUE! | 0.01637 | 5.1428 | -0.9088 | 0.11639 | -0.13884 | 0.0021989 | -0.061801 | -0.030705 | -0.015898 | -0.035583 | 0.0093378 | -1.0637
0.01638 | 5.1459 | -0.90748 | #VALUE! | #VALUE! | #VALUE! | #VALUE! | #VALUE! | #VALUE! | #VALUE! | #VALUE! | #VALUE! | 0.01638 | 5.1459 | -0.90748 | 0.11916 | -0.1392 | 0.0056519 | -0.063824 | -0.027909 | -0.018698 | -0.034171 | 0.0062574 | -1.0602
0.01639 | 5.1491 | -0.90616 | #VALUE! | #VALUE! | #VALUE! | #VALUE! | #VALUE! | #VALUE! | #VALUE! | #VALUE! | #VALUE! | 0.01639 | 5.1491 | -0.90616 | 0.1219 | -0.1395 | 0.009098 | -0.06574 | -0.025034 | -0.021431 | -0.032581 | 0.0031384 | -1.0563
0.0164 | 5.1522 | -0.90483 | #VALUE! | #VALUE! | #VALUE! | #VALUE! | #VALUE! | #VALUE! | #VALUE! | #VALUE! | #VALUE! | 0.0164 | 5.1522 | -0.90483 | 0.12461 | -0.13972 | 0.012533 | -0.067546 | -0.022087 | -0.024088 | -0.030821 | 1.5638e-13 | -1.0519
0.01641 | 5.1554 | -0.90348 | #VALUE! | #VALUE! | #VALUE! | #VALUE! | #VALUE! | #VALUE! | #VALUE! | #VALUE! | #VALUE! | 0.01641 | 5.1554 | -0.90348 | 0.12729 | -0.13988 | 0.015954 | -0.06924 | -0.019078 | -0.026659 | -0.028899 | -0.0031384 | -1.0471
0.01642 | 5.1585 | -0.90213 | #VALUE! | #VALUE! | #VALUE! | #VALUE! | #VALUE! | #VALUE! | #VALUE! | #VALUE! | #VALUE! | 0.01642 | 5.1585 | -0.90213 | 0.12994 | -0.13998 | 0.019355 | -0.070819 | -0.016014 | -0.029135 | -0.026827 | -0.0062574 | -1.0419
0.01643 | 5.1616 | -0.90077 | #VALUE! | #VALUE! | #VALUE! | #VALUE! | #VALUE! | #VALUE! | #VALUE! | #VALUE! | #VALUE! | 0.01643 | 5.1616 | -0.90077 | 0.13255 | -0.14 | 0.022733 | -0.072279 | -0.012905 | -0.031507 | -0.024615 | -0.0093378 | -1.0361
0.01644 | 5.1648 | -0.89941 | #VALUE! | #VALUE! | #VALUE! | #VALUE! | #VALUE! | #VALUE! | #VALUE! | #VALUE! | #VALUE! | 0.01644 | 5.1648 | -0.89941 | 0.13513 | -0.13996 | 0.026084 | -0.073619 | -0.0097582 | -0.033767 | -0.022275 | -0.012361 | -1.0299
0.01645 | 5.1679 | -0.89803 | #VALUE! | #VALUE! | #VALUE! | #VALUE! | #VALUE! | #VALUE! | #VALUE! | #VALUE! | #VALUE! | 0.01645 | 5.1679 | -0.89803 | 0.13768 | -0.13984 | 0.029404 | -0.074836 | -0.0065841 | -0.035906 | -0.019818 | -0.015307 | -1.0232
0.01646 | 5.1711 | -0.89664 | #VALUE! | #VALUE! | #VALUE! | #VALUE! | #VALUE! | #VALUE! | #VALUE! | #VALUE! | #VALUE! | 0.01646 | 5.1711 | -0.89664 | 0.1402 | -0.13967 | 0.032689 | -0.075928 | -0.0033911 | -0.037918 | -0.017258 | -0.01816 | -1.0161
0.01647 | 5.1742 | -0.89525 | #VALUE! | #VALUE! | #VALUE! | #VALUE! | #VALUE! | #VALUE! | #VALUE! | #VALUE! | #VALUE! | 0.01647 | 5.1742 | -0.89525 | 0.14268 | -0.13942 | 0.035935 | -0.076893 | -0.0001885 | -0.039795 | -0.014608 | -0.0209 | -1.0084
0.01648 | 5.1773 | -0.89384 | #VALUE! | #VALUE! | #VALUE! | #VALUE! | #VALUE! | #VALUE! | #VALUE! | #VALUE! | #VALUE! | 0.01648 | 5.1773 | -0.89384 | 0.14512 | -0.13911 | 0.039137 | -0.077731 | 0.0030147 | -0.04153 | -0.011882 | -0.023511 | -1.0003
0.01649 | 5.1805 | -0.89243 | #VALUE! | #VALUE! | #VALUE! | #VALUE! | #VALUE! | #VALUE! | #VALUE! | #VALUE! | #VALUE! | 0.01649 | 5.1805 | -0.89243 | 0.14753 | -0.13872 | 0.042293 | -0.078438 | 0.0062092 | -0.043117 | -0.0090932 | -0.025978 | -0.99174
0.0165 | 5.1836 | -0.89101 | #VALUE! | #VALUE! | #VALUE! | #VALUE! | #VALUE! | #VALUE! | #VALUE! | #VALUE! | #VALUE! | 0.0165 | 5.1836 | -0.89101 | 0.14991 | -0.13828 | 0.045399 | -0.079015 | 0.0093861 | -0.04455 | -0.0062574 | -0.028284 | -0.9827
0.01651 | 5.1868 | -0.88958 | #VALUE! | #VALUE! | #VALUE! | #VALUE! | #VALUE! | #VALUE! | #VALUE! | #VALUE! | #VALUE! | 0.01651 | 5.1868 | -0.88958 | 0.15224 | -0.13776 | 0.04845 | -0.07946 | 0.012536 | -0.045825 | -0.0033889 | -0.030416 | -0.9732
0.01652 | 5.1899 | -0.88814 | #VALUE! | #VALUE! | #VALUE! | #VALUE! | #VALUE! | #VALUE! | #VALUE! | #VALUE! | #VALUE! | 0.01652 | 5.1899 | -0.88814 | 0.15454 | -0.13718 | 0.051444 | -0.079773 | 0.01565 | -0.046937 | -0.00050264 | -0.032361 | -0.96325
0.01653 | 5.1931 | -0.88669 | #VALUE! | #VALUE! | #VALUE! | #VALUE! | #VALUE! | #VALUE! | #VALUE! | #VALUE! | #VALUE! | 0.01653 | 5.1931 | -0.88669 | 0.1568 | -0.13653 | 0.054376 | -0.079952 | 0.01872 | -0.047881 | 0.0023862 | -0.034106 | -0.95287
0.01654 | 5.1962 | -0.88523 | #VALUE! | #VALUE! | #VALUE! | #VALUE! | #VALUE! | #VALUE! | #VALUE! | #VALUE! | #VALUE! | 0.01654 | 5.1962 | -0.88523 | 0.15902 | -0.13582 | 0.057243 | -0.079998 | 0.021737 | -0.048655 | 0.0052626 | -0.03564 | -0.94208
0.01655 | 5.1993 | -0.88377 | #VALUE! | #VALUE! | #VALUE! | #VALUE! | #VALUE! | #VALUE! | #VALUE! | #VALUE! | #VALUE! | 0.01655 | 5.1993 | -0.88377 | 0.16121 | -0.13504 | 0.060042 | -0.079911 | 0.024691 | -0.049255 | 0.0081115 | -0.036955 | -0.93088
0.01656 | 5.2025 | -0.88229 | #VALUE! | #VALUE! | #VALUE! | #VALUE! | #VALUE! | #VALUE! | #VALUE! | #VALUE! | #VALUE! | 0.01656 | 5.2025 | -0.88229 | 0.16335 | -0.13419 | 0.062769 | -0.079691 | 0.027575 | -0.049681 | 0.010918 | -0.038042 | -0.91929
0.01657 | 5.2056 | -0.88081 | #VALUE! | #VALUE! | #VALUE! | #VALUE! | #VALUE! | #VALUE! | #VALUE! | #VALUE! | #VALUE! | 0.01657 | 5.2056 | -0.88081 | 0.16545 | -0.13328 | 0.065421 | -0.079337 | 0.03038 | -0.049929 | 0.013668 | -0.038895 | -0.90733
0.01658 | 5.2088 | -0.87932 | #VALUE! | #VALUE! | #VALUE! | #VALUE! | #VALUE! | #VALUE! | #VALUE! | #VALUE! | #VALUE! | 0.01658 | 5.2088 | -0.87932 | 0.16751 | -0.13231 | 0.067995 | -0.078852 | 0.033099 | -0.049999 | 0.016346 | -0.039508 | -0.89503
0.01659 | 5.2119 | -0.87782 | #VALUE! | #VALUE! | #VALUE! | #VALUE! | #VALUE! | #VALUE! | #VALUE! | #VALUE! | #VALUE! | 0.01659 | 5.2119 | -0.87782 | 0.16953 | -0.13127 | 0.070488 | -0.078234 | 0.035723 | -0.049891 | 0.018939 | -0.039877 | -0.88241
0.0166 | 5.215 | -0.87631 | #VALUE! | #VALUE! | #VALUE! | #VALUE! | #VALUE! | #VALUE! | #VALUE! | #VALUE! | #VALUE! | 0.0166 | 5.215 | -0.87631 | 0.17151 | -0.13017 | 0.072897 | -0.077487 | 0.038245 | -0.049606 | 0.021433 | -0.04 | -0.86948
0.01661 | 5.2182 | -0.87479 | #VALUE! | #VALUE! | #VALUE! | #VALUE! | #VALUE! | #VALUE! | #VALUE! | #VALUE! | #VALUE! | 0.01661 | 5.2182 | -0.87479 | 0.17345 | -0.129 | 0.075218 | -0.07661 | 0.040659 | -0.049144 | 0.023815 | -0.039877 | -0.85628
0.01662 | 5.2213 | -0.87326 | #VALUE! | #VALUE! | #VALUE! | #VALUE! | #VALUE! | #VALUE! | #VALUE! | #VALUE! | #VALUE! | 0.01662 | 5.2213 | -0.87326 | 0.17534 | -0.12778 | 0.07745 | -0.075605 | 0.042956 | -0.048506 | 0.026073 | -0.039508 | -0.84284
0.01663 | 5.2245 | -0.87173 | #VALUE! | #VALUE! | #VALUE! | #VALUE! | #VALUE! | #VALUE! | #VALUE! | #VALUE! | #VALUE! | 0.01663 | 5.2245 | -0.87173 | 0.17719 | -0.12649 | 0.07959 | -0.074474 | 0.045131 | -0.047696 | 0.028195 | -0.038895 | -0.82917
0.01664 | 5.2276 | -0.87018 | #VALUE! | #VALUE! | #VALUE! | #VALUE! | #VALUE! | #VALUE! | #VALUE! | #VALUE! | #VALUE! | 0.01664 | 5.2276 | -0.87018 | 0.179 | -0.12514 | 0.081634 | -0.073219 | 0.047177 | -0.046716 | 0.03017 | -0.038042 | -0.81532
0.01665 | 5.2308 | -0.86863 | #VALUE! | #VALUE! | #VALUE! | #VALUE! | #VALUE! | #VALUE! | #VALUE! | #VALUE! | #VALUE! | 0.01665 | 5.2308 | -0.86863 | 0.18076 | -0.12373 | 0.083581 | -0.071842 | 0.049089 | -0.04557 | 0.031987 | -0.036955 | -0.80131
0.01666 | 5.2339 | -0.86707 | #VALUE! | #VALUE! | #VALUE! | #VALUE! | #VALUE! | #VALUE! | #VALUE! | #VALUE! | #VALUE! | 0.01666 | 5.2339 | -0.86707 | 0.18248 | -0.12226 | 0.085428 | -0.070345 | 0.050861 | -0.044262 | 0.033638 | -0.03564 | -0.78717
0.01667 | 5.237 | -0.8655 | #VALUE! | #VALUE! | #VALUE! | #VALUE! | #VALUE! | #VALUE! | #VALUE! | #VALUE! | #VALUE! | 0.01667 | 5.237 | -0.8655 | 0.18415 | -0.12073 | 0.087173 | -0.068731 | 0.052487 | -0.042795 | 0.035113 | -0.034106 | -0.77294
0.01668 | 5.2402 | -0.86392 | #VALUE! | #VALUE! | #VALUE! | #VALUE! | #VALUE! | #VALUE! | #VALUE! | #VALUE! | #VALUE! | 0.01668 | 5.2402 | -0.86392 | 0.18578 | -0.11914 | 0.088814 | -0.067002 | 0.053964 | -0.041177 | 0.036404 | -0.032361 | -0.75864
0.01669 | 5.2433 | -0.86234 | #VALUE! | #VALUE! | #VALUE! | #VALUE! | #VALUE! | #VALUE! | #VALUE! | #VALUE! | #VALUE! | 0.01669 | 5.2433 | -0.86234 | 0.18736 | -0.11749 | 0.090348 | -0.065162 | 0.055287 | -0.039411 | 0.037506 | -0.030416 | -0.74432
0.0167 | 5.2465 | -0.86074 | #VALUE! | #VALUE! | #VALUE! | #VALUE! | #VALUE! | #VALUE! | #VALUE! | #VALUE! | #VALUE! | 0.0167 | 5.2465 | -0.86074 | 0.18889 | -0.11579 | 0.091775 | -0.063212 | 0.056453 | -0.037506 | 0.038412 | -0.028284 | -0.73
0.01671 | 5.2496 | -0.85914 | #VALUE! | #VALUE! | #VALUE! | #VALUE! | #VALUE! | #VALUE! | #VALUE! | #VALUE! | #VALUE! | 0.01671 | 5.2496 | -0.85914 | 0.19038 | -0.11403 | 0.093093 | -0.061158 | 0.057457 | -0.035466 | 0.039117 | -0.025978 | -0.71572
0.01672 | 5.2527 | -0.85753 | #VALUE! | #VALUE! | #VALUE! | #VALUE! | #VALUE! | #VALUE! | #VALUE! | #VALUE! | #VALUE! | 0.01672 | 5.2527 | -0.85753 | 0.19182 | -0.11222 | 0.094299 | -0.059001 | 0.058298 | -0.033301 | 0.039618 | -0.023511 | -0.70152
0.01673 | 5.2559 | -0.85591 | #VALUE! | #VALUE! | #VALUE! | #VALUE! | #VALUE! | #VALUE! | #VALUE! | #VALUE! | #VALUE! | 0.01673 | 5.2559 | -0.85591 | 0.19322 | -0.11035 | 0.095393 | -0.056746 | 0.058972 | -0.031016 | 0.039913 | -0.0209 | -0.68742
0.01674 | 5.259 | -0.85428 | #VALUE! | #VALUE! | #VALUE! | #VALUE! | #VALUE! | #VALUE! | #VALUE! | #VALUE! | #VALUE! | 0.01674 | 5.259 | -0.85428 | 0.19456 | -0.10843 | 0.096372 | -0.054396 | 0.059478 | -0.028622 | 0.039999 | -0.01816 | -0.67347
0.01675 | 5.2622 | -0.85264 | #VALUE! | #VALUE! | #VALUE! | #VALUE! | #VALUE! | #VALUE! | #VALUE! | #VALUE! | #VALUE! | 0.01675 | 5.2622 | -0.85264 | 0.19586 | -0.10646 | 0.097237 | -0.051956 | 0.059815 | -0.026125 | 0.039877 | -0.015307 | -0.65969
0.01676 | 5.2653 | -0.85099 | #VALUE! | #VALUE! | #VALUE! | #VALUE! | #VALUE! | #VALUE! | #VALUE! | #VALUE! | #VALUE! | 0.01676 | 5.2653 | -0.85099 | 0.19711 | -0.10443 | 0.097986 | -0.049429 | 0.059981 | -0.023535 | 0.039546 | -0.012361 | -0.64613
0.01677 | 5.2685 | -0.84934 | #VALUE! | #VALUE! | #VALUE! | #VALUE! | #VALUE! | #VALUE! | #VALUE! | #VALUE! | #VALUE! | 0.01677 | 5.2685 | -0.84934 | 0.19831 | -0.10236 | 0.098617 | -0.046819 | 0.059976 | -0.020862 | 0.039009 | -0.0093378 | -0.6328
0.01678 | 5.2716 | -0.84768 | #VALUE! | #VALUE! | #VALUE! | #VALUE! | #VALUE! | #VALUE! | #VALUE! | #VALUE! | #VALUE! | 0.01678 | 5.2716 | -0.84768 | 0.19947 | -0.10023 | 0.099131 | -0.044132 | 0.0598 | -0.018114 | 0.038268 | -0.0062574 | -0.61975
0.01679 | 5.2747 | -0.84601 | #VALUE! | #VALUE! | #VALUE! | #VALUE! | #VALUE! | #VALUE! | #VALUE! | #VALUE! | #VALUE! | 0.01679 | 5.2747 | -0.84601 | 0.20057 | -0.098058 | 0.099526 | -0.04137 | 0.059453 | -0.015301 | 0.037328 | -0.0031384 | -0.607
0.0168 | 5.2779 | -0.84433 | #VALUE! | #VALUE! | #VALUE! | #VALUE! | #VALUE! | #VALUE! | #VALUE! | #VALUE! | #VALUE! | 0.0168 | 5.2779 | -0.84433 | 0.20162 | -0.095837 | 0.099803 | -0.03854 | 0.058937 | -0.012434 | 0.036193 | -1.6136e-13 | -0.59458
0.01681 | 5.281 | -0.84264 | #VALUE! | #VALUE! | #VALUE! | #VALUE! | #VALUE! | #VALUE! | #VALUE! | #VALUE! | #VALUE! | 0.01681 | 5.281 | -0.84264 | 0.20263 | -0.093569 | 0.09996 | -0.035646 | 0.058253 | -0.0095233 | 0.034869 | 0.0031384 | -0.58253
0.01682 | 5.2842 | -0.84094 | #VALUE! | #VALUE! | #VALUE! | #VALUE! | #VALUE! | #VALUE! | #VALUE! | #VALUE! | #VALUE! | 0.01682 | 5.2842 | -0.84094 | 0.20358 | -0.091257 | 0.099998 | -0.032692 | 0.057403 | -0.0065782 | 0.033363 | 0.0062574 | -0.57087
0.01683 | 5.2873 | -0.83924 | #VALUE! | #VALUE! | #VALUE! | #VALUE! | #VALUE! | #VALUE! | #VALUE! | #VALUE! | #VALUE! | 0.01683 | 5.2873 | -0.83924 | 0.20449 | -0.0889 | 0.099917 | -0.029683 | 0.056389 | -0.0036097 | 0.031683 | 0.0093378 | -0.55962
0.01684 | 5.2904 | -0.83753 | #VALUE! | #VALUE! | #VALUE! | #VALUE! | #VALUE! | #VALUE! | #VALUE! | #VALUE! | #VALUE! | 0.01684 | 5.2904 | -0.83753 | 0.20534 | -0.0865 | 0.099716 | -0.026626 | 0.055214 | -0.0006283 | 0.029838 | 0.012361 | -0.54881
0.01685 | 5.2936 | -0.83581 | #VALUE! | #VALUE! | #VALUE! | #VALUE! | #VALUE! | #VALUE! | #VALUE! | #VALUE! | #VALUE! | 0.01685 | 5.2936 | -0.83581 | 0.20614 | -0.084059 | 0.099396 | -0.023523 | 0.053882 | 0.0023553 | 0.027837 | 0.015307 | -0.53847
0.01686 | 5.2967 | -0.83408 | #VALUE! | #VALUE! | #VALUE! | #VALUE! | #VALUE! | #VALUE! | #VALUE! | #VALUE! | #VALUE! | 0.01686 | 5.2967 | -0.83408 | 0.20689 | -0.081577 | 0.098958 | -0.020382 | 0.052396 | 0.0053306 | 0.02569 | 0.01816 | -0.52861
0.01687 | 5.2999 | -0.83234 | #VALUE! | #VALUE! | #VALUE! | #VALUE! | #VALUE! | #VALUE! | #VALUE! | #VALUE! | #VALUE! | 0.01687 | 5.2999 | -0.83234 | 0.2076 | -0.079055 | 0.098401 | -0.017206 | 0.05076 | 0.0082868 | 0.02341 | 0.0209 | -0.51925
0.01688 | 5.303 | -0.8306 | #VALUE! | #VALUE! | #VALUE! | #VALUE! | #VALUE! | #VALUE! | #VALUE! | #VALUE! | #VALUE! | 0.01688 | 5.303 | -0.8306 | 0.20824 | -0.076495 | 0.097727 | -0.014002 | 0.04898 | 0.011214 | 0.021007 | 0.023511 | -0.51041
0.01689 | 5.3061 | -0.82884 | #VALUE! | #VALUE! | #VALUE! | #VALUE! | #VALUE! | #VALUE! | #VALUE! | #VALUE! | #VALUE! | 0.01689 | 5.3061 | -0.82884 | 0.20884 | -0.073898 | 0.096936 | -0.010774 | 0.047061 | 0.0141 | 0.018495 | 0.025978 | -0.5021
0.0169 | 5.3093 | -0.82708 | #VALUE! | #VALUE! | #VALUE! | #VALUE! | #VALUE! | #VALUE! | #VALUE! | #VALUE! | #VALUE! | 0.0169 | 5.3093 | -0.82708 | 0.20939 | -0.071266 | 0.096029 | -0.0075287 | 0.045007 | 0.016937 | 0.015886 | 0.028284 | -0.49434
0.01691 | 5.3124 | -0.82531 | #VALUE! | #VALUE! | #VALUE! | #VALUE! | #VALUE! | #VALUE! | #VALUE! | #VALUE! | #VALUE! | 0.01691 | 5.3124 | -0.82531 | 0.20989 | -0.068599 | 0.095008 | -0.0042705 | 0.042824 | 0.019713 | 0.013194 | 0.030416 | -0.48714
0.01692 | 5.3156 | -0.82353 | #VALUE! | #VALUE! | #VALUE! | #VALUE! | #VALUE! | #VALUE! | #VALUE! | #VALUE! | #VALUE! | 0.01692 | 5.3156 | -0.82353 | 0.21033 | -0.065899 | 0.093873 | -0.0010053 | 0.04052 | 0.022419 | 0.010434 | 0.032361 | -0.4805
0.01693 | 5.3187 | -0.82175 | #VALUE! | #VALUE! | #VALUE! | #VALUE! | #VALUE! | #VALUE! | #VALUE! | #VALUE! | #VALUE! | 0.01693 | 5.3187 | -0.82175 | 0.21072 | -0.063166 | 0.092627 | 0.0022616 | 0.0381 | 0.025045 | 0.0076187 | 0.034106 | -0.47444
0.01694 | 5.3219 | -0.81995 | #VALUE! | #VALUE! | #VALUE! | #VALUE! | #VALUE! | #VALUE! | #VALUE! | #VALUE! | #VALUE! | 0.01694 | 5.3219 | -0.81995 | 0.21106 | -0.060404 | 0.091269 | 0.0055248 | 0.035571 | 0.027582 | 0.0047639 | 0.03564 | -0.46895
0.01695 | 5.325 | -0.81815 | #VALUE! | #VALUE! | #VALUE! | #VALUE! | #VALUE! | #VALUE! | #VALUE! | #VALUE! | #VALUE! | 0.01695 | 5.325 | -0.81815 | 0.21135 | -0.057612 | 0.089803 | 0.0087787 | 0.032941 | 0.030021 | 0.0018843 | 0.036955 | -0.46403
0.01696 | 5.3281 | -0.81634 | #VALUE! | #VALUE! | #VALUE! | #VALUE! | #VALUE! | #VALUE! | #VALUE! | #VALUE! | #VALUE! | 0.01696 | 5.3281 | -0.81634 | 0.21158 | -0.054792 | 0.088229 | 0.012018 | 0.030217 | 0.032353 | -0.0010052 | 0.038042 | -0.4597
0.01697 | 5.3313 | -0.81452 | #VALUE! | #VALUE! | #VALUE! | #VALUE! | #VALUE! | #VALUE! | #VALUE! | #VALUE! | #VALUE! | 0.01697 | 5.3313 | -0.81452 | 0.21176 | -0.051946 | 0.08655 | 0.015237 | 0.027407 | 0.034569 | -0.0038894 | 0.038895 | -0.45593
0.01698 | 5.3344 | -0.81269 | #VALUE! | #VALUE! | #VALUE! | #VALUE! | #VALUE! | #VALUE! | #VALUE! | #VALUE! | #VALUE! | 0.01698 | 5.3344 | -0.81269 | 0.2119 | -0.049075 | 0.084768 | 0.018431 | 0.024519 | 0.036663 | -0.0067533 | 0.039508 | -0.45274
0.01699 | 5.3376 | -0.81086 | #VALUE! | #VALUE! | #VALUE! | #VALUE! | #VALUE! | #VALUE! | #VALUE! | #VALUE! | #VALUE! | 0.01699 | 5.3376 | -0.81086 | 0.21197 | -0.04618 | 0.082884 | 0.021594 | 0.021561 | 0.038626 | -0.009582 | 0.039877 | -0.45011
0.017 | 5.3407 | -0.80902 | #VALUE! | #VALUE! | #VALUE! | #VALUE! | #VALUE! | #VALUE! | #VALUE! | #VALUE! | #VALUE! | 0.017 | 5.3407 | -0.80902 | 0.212 | -0.043262 | 0.080902 | 0.024721 | 0.018541 | 0.040451 | -0.012361 | 0.04 | -0.44803
0.01701 | 5.3438 | -0.80717 | #VALUE! | #VALUE! | #VALUE! | #VALUE! | #VALUE! | #VALUE! | #VALUE! | #VALUE! | #VALUE! | 0.01701 | 5.3438 | -0.80717 | 0.21197 | -0.040324 | 0.078823 | 0.027807 | 0.015468 | 0.042132 | -0.015075 | 0.039877 | -0.44648
0.01702 | 5.347 | -0.80531 | #VALUE! | #VALUE! | #VALUE! | #VALUE! | #VALUE! | #VALUE! | #VALUE! | #VALUE! | #VALUE! | 0.01702 | 5.347 | -0.80531 | 0.2119 | -0.037366 | 0.076649 | 0.030847 | 0.012352 | 0.043663 | -0.01771 | 0.039508 | -0.44547
0.01703 | 5.3501 | -0.80344 | #VALUE! | #VALUE! | #VALUE! | #VALUE! | #VALUE! | #VALUE! | #VALUE! | #VALUE! | #VALUE! | 0.01703 | 5.3501 | -0.80344 | 0.21176 | -0.03439 | 0.074385 | 0.033835 | 0.0091998 | 0.045039 | -0.020253 | 0.038895 | -0.44497
0.01704 | 5.3533 | -0.80157 | #VALUE! | #VALUE! | #VALUE! | #VALUE! | #VALUE! | #VALUE! | #VALUE! | #VALUE! | #VALUE! | 0.01704 | 5.3533 | -0.80157 | 0.21158 | -0.031398 | 0.072031 | 0.036766 | 0.0060217 | 0.046254 | -0.022691 | 0.038042 | -0.44496
0.01705 | 5.3564 | -0.79968 | #VALUE! | #VALUE! | #VALUE! | #VALUE! | #VALUE! | #VALUE! | #VALUE! | #VALUE! | #VALUE! | 0.01705 | 5.3564 | -0.79968 | 0.21135 | -0.02839 | 0.069591 | 0.039637 | 0.0028264 | 0.047304 | -0.02501 | 0.036955 | -0.44542
0.01706 | 5.3596 | -0.79779 | #VALUE! | #VALUE! | #VALUE! | #VALUE! | #VALUE! | #VALUE! | #VALUE! | #VALUE! | #VALUE! | 0.01706 | 5.3596 | -0.79779 | 0.21106 | -0.025369 | 0.067069 | 0.042441 | -0.00037699 | 0.048186 | -0.027198 | 0.03564 | -0.44634
0.01707 | 5.3627 | -0.7959 | #VALUE! | #VALUE! | #VALUE! | #VALUE! | #VALUE! | #VALUE! | #VALUE! | #VALUE! | #VALUE! | 0.01707 | 5.3627 | -0.7959 | 0.21072 | -0.022335 | 0.064466 | 0.045174 | -0.0035793 | 0.048896 | -0.029245 | 0.034106 | -0.44769
0.01708 | 5.3658 | -0.79399 | #VALUE! | #VALUE! | #VALUE! | #VALUE! | #VALUE! | #VALUE! | #VALUE! | #VALUE! | #VALUE! | 0.01708 | 5.3658 | -0.79399 | 0.21033 | -0.019291 | 0.061786 | 0.047832 | -0.0067714 | 0.049433 | -0.031138 | 0.032361 | -0.44945
0.01709 | 5.369 | -0.79208 | #VALUE! | #VALUE! | #VALUE! | #VALUE! | #VALUE! | #VALUE! | #VALUE! | #VALUE! | #VALUE! | 0.01709 | 5.369 | -0.79208 | 0.20989 | -0.016237 | 0.059032 | 0.050411 | -0.0099442 | 0.049793 | -0.03287 | 0.030416 | -0.45159
0.0171 | 5.3721 | -0.79016 | #VALUE! | #VALUE! | #VALUE! | #VALUE! | #VALUE! | #VALUE! | #VALUE! | #VALUE! | #VALUE! | 0.0171 | 5.3721 | -0.79016 | 0.20939 | -0.013175 | 0.056208 | 0.052905 | -0.013089 | 0.049975 | -0.03443 | 0.028284 | -0.45409
0.01711 | 5.3753 | -0.78823 | #VALUE! | #VALUE! | #VALUE! | #VALUE! | #VALUE! | #VALUE! | #VALUE! | #VALUE! | #VALUE! | 0.01711 | 5.3753 | -0.78823 | 0.20884 | -0.010107 | 0.053317 | 0.055311 | -0.016196 | 0.04998 | -0.03581 | 0.025978 | -0.45691
0.01712 | 5.3784 | -0.78629 | #VALUE! | #VALUE! | #VALUE! | #VALUE! | #VALUE! | #VALUE! | #VALUE! | #VALUE! | #VALUE! | 0.01712 | 5.3784 | -0.78629 | 0.20824 | -0.0070342 | 0.050362 | 0.057625 | -0.019257 | 0.049807 | -0.037003 | 0.023511 | -0.46003
0.01713 | 5.3815 | -0.78434 | #VALUE! | #VALUE! | #VALUE! | #VALUE! | #VALUE! | #VALUE! | #VALUE! | #VALUE! | #VALUE! | 0.01713 | 5.3815 | -0.78434 | 0.2076 | -0.0039579 | 0.047347 | 0.059842 | -0.022263 | 0.049456 | -0.038003 | 0.0209 | -0.46343
0.01714 | 5.3847 | -0.78239 | #VALUE! | #VALUE! | #VALUE! | #VALUE! | #VALUE! | #VALUE! | #VALUE! | #VALUE! | #VALUE! | 0.01714 | 5.3847 | -0.78239 | 0.20689 | -0.00087964 | 0.044276 | 0.06196 | -0.025205 | 0.048929 | -0.038805 | 0.01816 | -0.46706
0.01715 | 5.3878 | -0.78043 | #VALUE! | #VALUE! | #VALUE! | #VALUE! | #VALUE! | #VALUE! | #VALUE! | #VALUE! | #VALUE! | 0.01715 | 5.3878 | -0.78043 | 0.20614 | 0.002199 | 0.041151 | 0.063975 | -0.028076 | 0.048228 | -0.039404 | 0.015307 | -0.47091
0.01716 | 5.391 | -0.77846 | #VALUE! | #VALUE! | #VALUE! | #VALUE! | #VALUE! | #VALUE! | #VALUE! | #VALUE! | #VALUE! | 0.01716 | 5.391 | -0.77846 | 0.20534 | 0.0052766 | 0.037978 | 0.065883 | -0.030866 | 0.047355 | -0.039798 | 0.012361 | -0.47493
0.01717 | 5.3941 | -0.77649 | #VALUE! | #VALUE! | #VALUE! | #VALUE! | #VALUE! | #VALUE! | #VALUE! | #VALUE! | #VALUE! | 0.01717 | 5.3941 | -0.77649 | 0.20449 | 0.0083517 | 0.034759 | 0.067681 | -0.033569 | 0.046313 | -0.039984 | 0.0093378 | -0.47911
0.01718 | 5.3973 | -0.7745 | #VALUE! | #VALUE! | #VALUE! | #VALUE! | #VALUE! | #VALUE! | #VALUE! | #VALUE! | #VALUE! | 0.01718 | 5.3973 | -0.7745 | 0.20358 | 0.011423 | 0.031499 | 0.069366 | -0.036176 | 0.045107 | -0.039961 | 0.0062574 | -0.48341
0.01719 | 5.4004 | -0.77251 | #VALUE! | #VALUE! | #VALUE! | #VALUE! | #VALUE! | #VALUE! | #VALUE! | #VALUE! | #VALUE! | 0.01719 | 5.4004 | -0.77251 | 0.20263 | 0.014488 | 0.028201 | 0.070935 | -0.038679 | 0.043739 | -0.03973 | 0.0031384 | -0.48779
0.0172 | 5.4035 | -0.77051 | #VALUE! | #VALUE! | #VALUE! | #VALUE! | #VALUE! | #VALUE! | #VALUE! | #VALUE! | #VALUE! | 0.0172 | 5.4035 | -0.77051 | 0.20162 | 0.017547 | 0.024869 | 0.072386 | -0.041073 | 0.042216 | -0.039291 | 1.6747e-13 | -0.49224
0.01721 | 5.4067 | -0.76851 | #VALUE! | #VALUE! | #VALUE! | #VALUE! | #VALUE! | #VALUE! | #VALUE! | #VALUE! | #VALUE! | 0.01721 | 5.4067 | -0.76851 | 0.20057 | 0.020597 | 0.021508 | 0.073717 | -0.043349 | 0.040543 | -0.038648 | -0.0031384 | -0.49671
0.01722 | 5.4098 | -0.76649 | #VALUE! | #VALUE! | #VALUE! | #VALUE! | #VALUE! | #VALUE! | #VALUE! | #VALUE! | #VALUE! | 0.01722 | 5.4098 | -0.76649 | 0.19947 | 0.023637 | 0.018121 | 0.074924 | -0.045502 | 0.038725 | -0.037803 | -0.0062574 | -0.50118
0.01723 | 5.413 | -0.76447 | #VALUE! | #VALUE! | #VALUE! | #VALUE! | #VALUE! | #VALUE! | #VALUE! | #VALUE! | #VALUE! | 0.01723 | 5.413 | -0.76447 | 0.19831 | 0.026665 | 0.014712 | 0.076006 | -0.047525 | 0.036769 | -0.03676 | -0.0093378 | -0.50563
0.01724 | 5.4161 | -0.76244 | #VALUE! | #VALUE! | #VALUE! | #VALUE! | #VALUE! | #VALUE! | #VALUE! | #VALUE! | #VALUE! | 0.01724 | 5.4161 | -0.76244 | 0.19711 | 0.029681 | 0.011286 | 0.076962 | -0.049412 | 0.034683 | -0.035525 | -0.012361 | -0.51002
0.01725 | 5.4192 | -0.76041 | #VALUE! | #VALUE! | #VALUE! | #VALUE! | #VALUE! | #VALUE! | #VALUE! | #VALUE! | #VALUE! | 0.01725 | 5.4192 | -0.76041 | 0.19586 | 0.032682 | 0.0078459 | 0.07779 | -0.051158 | 0.032472 | -0.034106 | -0.015307 | -0.51432
0.01726 | 5.4224 | -0.75836 | #VALUE! | #VALUE! | #VALUE! | #VALUE! | #VALUE! | #VALUE! | #VALUE! | #VALUE! | #VALUE! | 0.01726 | 5.4224 | -0.75836 | 0.19456 | 0.035668 | 0.0043968 | 0.078487 | -0.052759 | 0.030146 | -0.032508 | -0.01816 | -0.51853
0.01727 | 5.4255 | -0.75631 | #VALUE! | #VALUE! | #VALUE! | #VALUE! | #VALUE! | #VALUE! | #VALUE! | #VALUE! | #VALUE! | 0.01727 | 5.4255 | -0.75631 | 0.19322 | 0.038636 | 0.00094246 | 0.079054 | -0.054209 | 0.027713 | -0.03074 | -0.0209 | -0.5226
0.01728 | 5.4287 | -0.75425 | #VALUE! | #VALUE! | #VALUE! | #VALUE! | #VALUE! | #VALUE! | #VALUE! | #VALUE! | #VALUE! | 0.01728 | 5.4287 | -0.75425 | 0.19182 | 0.041586 | -0.002513 | 0.079489 | -0.055505 | 0.025181 | -0.028812 | -0.023511 | -0.52651
0.01729 | 5.4318 | -0.75218 | #VALUE! | #VALUE! | #VALUE! | #VALUE! | #VALUE! | #VALUE! | #VALUE! | #VALUE! | #VALUE! | 0.01729 | 5.4318 | -0.75218 | 0.19038 | 0.044515 | -0.0059655 | 0.079791 | -0.056642 | 0.022559 | -0.026734 | -0.025978 | -0.53026
0.0173 | 5.435 | -0.75011 | #VALUE! | #VALUE! | #VALUE! | #VALUE! | #VALUE! | #VALUE! | #VALUE! | #VALUE! | #VALUE! | 0.0173 | 5.435 | -0.75011 | 0.18889 | 0.047423 | -0.0094108 | 0.079961 | -0.057618 | 0.019857 | -0.024516 | -0.028284 | -0.53381
0.01731 | 5.4381 | -0.74803 | #VALUE! | #VALUE! | #VALUE! | #VALUE! | #VALUE! | #VALUE! | #VALUE! | #VALUE! | #VALUE! | 0.01731 | 5.4381 | -0.74803 | 0.18736 | 0.050308 | -0.012845 | 0.079996 | -0.058429 | 0.017085 | -0.022171 | -0.030416 | -0.53714
0.01732 | 5.4412 | -0.74594 | #VALUE! | #VALUE! | #VALUE! | #VALUE! | #VALUE! | #VALUE! | #VALUE! | #VALUE! | #VALUE! | 0.01732 | 5.4412 | -0.74594 | 0.18578 | 0.053169 | -0.016264 | 0.079899 | -0.059074 | 0.014251 | -0.019709 | -0.032361 | -0.54025
0.01733 | 5.4444 | -0.74385 | #VALUE! | #VALUE! | #VALUE! | #VALUE! | #VALUE! | #VALUE! | #VALUE! | #VALUE! | #VALUE! | 0.01733 | 5.4444 | -0.74385 | 0.18415 | 0.056004 | -0.019663 | 0.079668 | -0.05955 | 0.011367 | -0.017145 | -0.034106 | -0.54312
0.01734 | 5.4475 | -0.74174 | #VALUE! | #VALUE! | #VALUE! | #VALUE! | #VALUE! | #VALUE! | #VALUE! | #VALUE! | #VALUE! | 0.01734 | 5.4475 | -0.74174 | 0.18248 | 0.058812 | -0.023039 | 0.079305 | -0.059857 | 0.0084417 | -0.014491 | -0.03564 | -0.54573
0.01735 | 5.4507 | -0.73963 | #VALUE! | #VALUE! | #VALUE! | #VALUE! | #VALUE! | #VALUE! | #VALUE! | #VALUE! | #VALUE! | 0.01735 | 5.4507 | -0.73963 | 0.18076 | 0.061591 | -0.026387 | 0.078809 | -0.059993 | 0.0054867 | -0.011762 | -0.036955 | -0.54808
0.01736 | 5.4538 | -0.73751 | #VALUE! | #VALUE! | #VALUE! | #VALUE! | #VALUE! | #VALUE! | #VALUE! | #VALUE! | #VALUE! | 0.01736 | 5.4538 | -0.73751 | 0.179 | 0.064341 | -0.029704 | 0.078181 | -0.059957 | 0.0025122 | -0.0089708 | -0.038042 | -0.55016
0.01737 | 5.4569 | -0.73539 | #VALUE! | #VALUE! | #VALUE! | #VALUE! | #VALUE! | #VALUE! | #VALUE! | #VALUE! | #VALUE! | 0.01737 | 5.4569 | -0.73539 | 0.17719 | 0.06706 | -0.032986 | 0.077424 | -0.059751 | -0.00047123 | -0.0061332 | -0.038895 | -0.55195
0.01738 | 5.4601 | -0.73326 | #VALUE! | #VALUE! | #VALUE! | #VALUE! | #VALUE! | #VALUE! | #VALUE! | #VALUE! | #VALUE! | 0.01738 | 5.4601 | -0.73326 | 0.17534 | 0.069746 | -0.036228 | 0.076537 | -0.059375 | -0.003453 | -0.0032636 | -0.039508 | -0.55346
0.01739 | 5.4632 | -0.73112 | #VALUE! | #VALUE! | #VALUE! | #VALUE! | #VALUE! | #VALUE! | #VALUE! | #VALUE! | #VALUE! | 0.01739 | 5.4632 | -0.73112 | 0.17345 | 0.072398 | -0.039426 | 0.075523 | -0.058829 | -0.0064225 | -0.00037699 | -0.039877 | -0.55468
0.0174 | 5.4664 | -0.72897 | #VALUE! | #VALUE! | #VALUE! | #VALUE! | #VALUE! | #VALUE! | #VALUE! | #VALUE! | #VALUE! | 0.0174 | 5.4664 | -0.72897 | 0.17151 | 0.075016 | -0.042578 | 0.074382 | -0.058115 | -0.0093691 | 0.0025116 | -0.04 | -0.55561
0.01741 | 5.4695 | -0.72681 | #VALUE! | #VALUE! | #VALUE! | #VALUE! | #VALUE! | #VALUE! | #VALUE! | #VALUE! | #VALUE! | 0.01741 | 5.4695 | -0.72681 | 0.16953 | 0.077597 | -0.045679 | 0.073118 | -0.057236 | -0.012282 | 0.0053871 | -0.039877 | -0.55625
0.01742 | 5.4727 | -0.72465 | #VALUE! | #VALUE! | #VALUE! | #VALUE! | #VALUE! | #VALUE! | #VALUE! | #VALUE! | #VALUE! | 0.01742 | 5.4727 | -0.72465 | 0.16751 | 0.08014 | -0.048725 | 0.071731 | -0.056193 | -0.015152 | 0.0082345 | -0.039508 | -0.55661
0.01743 | 5.4758 | -0.72248 | #VALUE! | #VALUE! | #VALUE! | #VALUE! | #VALUE! | #VALUE! | #VALUE! | #VALUE! | #VALUE! | 0.01743 | 5.4758 | -0.72248 | 0.16545 | 0.082645 | -0.051713 | 0.070225 | -0.05499 | -0.017967 | 0.011039 | -0.038895 | -0.55669
0.01744 | 5.4789 | -0.72031 | #VALUE! | #VALUE! | #VALUE! | #VALUE! | #VALUE! | #VALUE! | #VALUE! | #VALUE! | #VALUE! | 0.01744 | 5.4789 | -0.72031 | 0.16335 | 0.08511 | -0.054639 | 0.068602 | -0.05363 | -0.020719 | 0.013786 | -0.038042 | -0.55649
0.01745 | 5.4821 | -0.71813 | #VALUE! | #VALUE! | #VALUE! | #VALUE! | #VALUE! | #VALUE! | #VALUE! | #VALUE! | #VALUE! | 0.01745 | 5.4821 | -0.71813 | 0.16121 | 0.087534 | -0.057501 | 0.066865 | -0.052118 | -0.023396 | 0.016461 | -0.036955 | -0.55603
0.01746 | 5.4852 | -0.71594 | #VALUE! | #VALUE! | #VALUE! | #VALUE! | #VALUE! | #VALUE! | #VALUE! | #VALUE! | #VALUE! | 0.01746 | 5.4852 | -0.71594 | 0.15902 | 0.089915 | -0.060293 | 0.065016 | -0.050457 | -0.025991 | 0.01905 | -0.03564 | -0.55531
0.01747 | 5.4884 | -0.71374 | #VALUE! | #VALUE! | #VALUE! | #VALUE! | #VALUE! | #VALUE! | #VALUE! | #VALUE! | #VALUE! | 0.01747 | 5.4884 | -0.71374 | 0.1568 | 0.092253 | -0.063013 | 0.063058 | -0.048652 | -0.028493 | 0.021539 | -0.034106 | -0.55435
0.01748 | 5.4915 | -0.71154 | #VALUE! | #VALUE! | #VALUE! | #VALUE! | #VALUE! | #VALUE! | #VALUE! | #VALUE! | #VALUE! | 0.01748 | 5.4915 | -0.71154 | 0.15454 | 0.094547 | -0.065659 | 0.060995 | -0.046708 | -0.030893 | 0.023916 | -0.032361 | -0.55316
0.01749 | 5.4946 | -0.70932 | #VALUE! | #VALUE! | #VALUE! | #VALUE! | #VALUE! | #VALUE! | #VALUE! | #VALUE! | #VALUE! | 0.01749 | 5.4946 | -0.70932 | 0.15224 | 0.096794 | -0.068225 | 0.058831 | -0.044631 | -0.033183 | 0.026169 | -0.030416 | -0.55174
0.0175 | 5.4978 | -0.70711 | #VALUE! | #VALUE! | #VALUE! | #VALUE! | #VALUE! | #VALUE! | #VALUE! | #VALUE! | #VALUE! | 0.0175 | 5.4978 | -0.70711 | 0.14991 | 0.098995 | -0.070711 | 0.056569 | -0.042426 | -0.035355 | 0.028284 | -0.028284 | -0.55013
0.01751 | 5.5009 | -0.70488 | #VALUE! | #VALUE! | #VALUE! | #VALUE! | #VALUE! | #VALUE! | #VALUE! | #VALUE! | #VALUE! | 0.01751 | 5.5009 | -0.70488 | 0.14753 | 0.10115 | -0.073112 | 0.054212 | -0.040101 | -0.037401 | 0.030252 | -0.025978 | -0.54833
0.01752 | 5.5041 | -0.70265 | #VALUE! | #VALUE! | #VALUE! | #VALUE! | #VALUE! | #VALUE! | #VALUE! | #VALUE! | #VALUE! | 0.01752 | 5.5041 | -0.70265 | 0.14512 | 0.10325 | -0.075425 | 0.051764 | -0.037661 | -0.039314 | 0.032063 | -0.023511 | -0.54636
0.01753 | 5.5072 | -0.70041 | #VALUE! | #VALUE! | #VALUE! | #VALUE! | #VALUE! | #VALUE! | #VALUE! | #VALUE! | #VALUE! | 0.01753 | 5.5072 | -0.70041 | 0.14268 | 0.10531 | -0.077649 | 0.049231 | -0.035114 | -0.041087 | 0.033706 | -0.0209 | -0.54424
0.01754 | 5.5104 | -0.69817 | #VALUE! | #VALUE! | #VALUE! | #VALUE! | #VALUE! | #VALUE! | #VALUE! | #VALUE! | #VALUE! | 0.01754 | 5.5104 | -0.69817 | 0.1402 | 0.10731 | -0.079779 | 0.046615 | -0.032467 | -0.042714 | 0.035173 | -0.01816 | -0.54199
0.01755 | 5.5135 | -0.69591 | #VALUE! | #VALUE! | #VALUE! | #VALUE! | #VALUE! | #VALUE! | #VALUE! | #VALUE! | #VALUE! | 0.01755 | 5.5135 | -0.69591 | 0.13768 | 0.10926 | -0.081815 | 0.043922 | -0.029728 | -0.044188 | 0.036456 | -0.015307 | -0.53963
0.01756 | 5.5166 | -0.69365 | #VALUE! | #VALUE! | #VALUE! | #VALUE! | #VALUE! | #VALUE! | #VALUE! | #VALUE! | #VALUE! | 0.01756 | 5.5166 | -0.69365 | 0.13513 | 0.11116 | -0.083753 | 0.041155 | -0.026903 | -0.045505 | 0.037549 | -0.012361 | -0.53718
0.01757 | 5.5198 | -0.69139 | #VALUE! | #VALUE! | #VALUE! | #VALUE! | #VALUE! | #VALUE! | #VALUE! | #VALUE! | #VALUE! | 0.01757 | 5.5198 | -0.69139 | 0.13255 | 0.113 | -0.085591 | 0.03832 | -0.024002 | -0.04666 | 0.038447 | -0.0093378 | -0.53466
0.01758 | 5.5229 | -0.68911 | #VALUE! | #VALUE! | #VALUE! | #VALUE! | #VALUE! | #VALUE! | #VALUE! | #VALUE! | #VALUE! | 0.01758 | 5.5229 | -0.68911 | 0.12994 | 0.11479 | -0.087326 | 0.035421 | -0.021032 | -0.047649 | 0.039143 | -0.0062574 | -0.53208
0.01759 | 5.5261 | -0.68683 | #VALUE! | #VALUE! | #VALUE! | #VALUE! | #VALUE! | #VALUE! | #VALUE! | #VALUE! | #VALUE! | 0.01759 | 5.5261 | -0.68683 | 0.12729 | 0.11653 | -0.088958 | 0.032462 | -0.018002 | -0.048468 | 0.039636 | -0.0031384 | -0.52949
0.0176 | 5.5292 | -0.68455 | #VALUE! | #VALUE! | #VALUE! | #VALUE! | #VALUE! | #VALUE! | #VALUE! | #VALUE! | #VALUE! | 0.0176 | 5.5292 | -0.68455 | 0.12461 | 0.11821 | -0.090483 | 0.02945 | -0.014921 | -0.049114 | 0.039921 | -1.7131e-13 | -0.52688
0.01761 | 5.5323 | -0.68225 | #VALUE! | #VALUE! | #VALUE! | #VALUE! | #VALUE! | #VALUE! | #VALUE! | #VALUE! | #VALUE! | 0.01761 | 5.5323 | -0.68225 | 0.1219 | 0.11983 | -0.0919 | 0.026388 | -0.011798 | -0.049586 | 0.039998 | 0.0031384 | -0.52428
0.01762 | 5.5355 | -0.67995 | #VALUE! | #VALUE! | #VALUE! | #VALUE! | #VALUE! | #VALUE! | #VALUE! | #VALUE! | #VALUE! | 0.01762 | 5.5355 | -0.67995 | 0.11916 | 0.12139 | -0.093207 | 0.023283 | -0.0086406 | -0.049881 | 0.039867 | 0.0062574 | -0.52172
0.01763 | 5.5386 | -0.67765 | #VALUE! | #VALUE! | #VALUE! | #VALUE! | #VALUE! | #VALUE! | #VALUE! | #VALUE! | #VALUE! | 0.01763 | 5.5386 | -0.67765 | 0.11639 | 0.12289 | -0.094403 | 0.020139 | -0.0054588 | -0.049998 | 0.039527 | 0.0093378 | -0.51922
0.01764 | 5.5418 | -0.67533 | #VALUE! | #VALUE! | #VALUE! | #VALUE! | #VALUE! | #VALUE! | #VALUE! | #VALUE! | #VALUE! | 0.01764 | 5.5418 | -0.67533 | 0.1136 | 0.12434 | -0.095486 | 0.016961 | -0.0022614 | -0.049937 | 0.038981 | 0.012361 | -0.51678
0.01765 | 5.5449 | -0.67301 | #VALUE! | #VALUE! | #VALUE! | #VALUE! | #VALUE! | #VALUE! | #VALUE! | #VALUE! | #VALUE! | 0.01765 | 5.5449 | -0.67301 | 0.11077 | 0.12572 | -0.096456 | 0.013754 | 0.00094244 | -0.049698 | 0.038232 | 0.015307 | -0.51444
0.01766 | 5.5481 | -0.67069 | #VALUE! | #VALUE! | #VALUE! | #VALUE! | #VALUE! | #VALUE! | #VALUE! | #VALUE! | #VALUE! | 0.01766 | 5.5481 | -0.67069 | 0.10792 | 0.12705 | -0.09731 | 0.010525 | 0.0041436 | -0.049282 | 0.037283 | 0.01816 | -0.5122
0.01767 | 5.5512 | -0.66835 | #VALUE! | #VALUE! | #VALUE! | #VALUE! | #VALUE! | #VALUE! | #VALUE! | #VALUE! | #VALUE! | 0.01767 | 5.5512 | -0.66835 | 0.10504 | 0.12831 | -0.098048 | 0.0072784 | 0.0073329 | -0.048691 | 0.036139 | 0.0209 | -0.51009
0.01768 | 5.5543 | -0.66601 | #VALUE! | #VALUE! | #VALUE! | #VALUE! | #VALUE! | #VALUE! | #VALUE! | #VALUE! | #VALUE! | 0.01768 | 5.5543 | -0.66601 | 0.10213 | 0.12951 | -0.098669 | 0.0040195 | 0.010501 | -0.047926 | 0.034807 | 0.023511 | -0.50812
0.01769 | 5.5575 | -0.66367 | #VALUE! | #VALUE! | #VALUE! | #VALUE! | #VALUE! | #VALUE! | #VALUE! | #VALUE! | #VALUE! | 0.01769 | 5.5575 | -0.66367 | 0.099201 | 0.13065 | -0.099172 | 0.00075397 | 0.01364 | -0.046991 | 0.033294 | 0.025978 | -0.50631
0.0177 | 5.5606 | -0.66131 | #VALUE! | #VALUE! | #VALUE! | #VALUE! | #VALUE! | #VALUE! | #VALUE! | #VALUE! | #VALUE! | 0.0177 | 5.5606 | -0.66131 | 0.096246 | 0.13172 | -0.099556 | -0.0025129 | 0.016739 | -0.045888 | 0.031606 | 0.028284 | -0.50467
0.01771 | 5.5638 | -0.65895 | #VALUE! | #VALUE! | #VALUE! | #VALUE! | #VALUE! | #VALUE! | #VALUE! | #VALUE! | #VALUE! | 0.01771 | 5.5638 | -0.65895 | 0.093267 | 0.13273 | -0.099822 | -0.0057755 | 0.019791 | -0.044621 | 0.029754 | 0.030416 | -0.50321
0.01772 | 5.5669 | -0.65659 | #VALUE! | #VALUE! | #VALUE! | #VALUE! | #VALUE! | #VALUE! | #VALUE! | #VALUE! | #VALUE! | 0.01772 | 5.5669 | -0.65659 | 0.090265 | 0.13368 | -0.099968 | -0.0090285 | 0.022787 | -0.043196 | 0.027746 | 0.032361 | -0.50194
0.01773 | 5.57 | -0.65421 | #VALUE! | #VALUE! | #VALUE! | #VALUE! | #VALUE! | #VALUE! | #VALUE! | #VALUE! | #VALUE! | 0.01773 | 5.57 | -0.65421 | 0.087241 | 0.13456 | -0.099996 | -0.012266 | 0.025717 | -0.041617 | 0.025594 | 0.034106 | -0.50087
0.01774 | 5.5732 | -0.65183 | #VALUE! | #VALUE! | #VALUE! | #VALUE! | #VALUE! | #VALUE! | #VALUE! | #VALUE! | #VALUE! | 0.01774 | 5.5732 | -0.65183 | 0.084195 | 0.13538 | -0.099903 | -0.015484 | 0.028574 | -0.03989 | 0.023308 | 0.03564 | -0.50001
0.01775 | 5.5763 | -0.64945 | #VALUE! | #VALUE! | #VALUE! | #VALUE! | #VALUE! | #VALUE! | #VALUE! | #VALUE! | #VALUE! | 0.01775 | 5.5763 | -0.64945 | 0.081129 | 0.13613 | -0.099692 | -0.018676 | 0.03135 | -0.03802 | 0.0209 | 0.036955 | -0.49937
0.01776 | 5.5795 | -0.64706 | #VALUE! | #VALUE! | #VALUE! | #VALUE! | #VALUE! | #VALUE! | #VALUE! | #VALUE! | #VALUE! | 0.01776 | 5.5795 | -0.64706 | 0.078042 | 0.13682 | -0.099361 | -0.021836 | 0.034036 | -0.036015 | 0.018383 | 0.038042 | -0.49895
0.01777 | 5.5826 | -0.64466 | #VALUE! | #VALUE! | #VALUE! | #VALUE! | #VALUE! | #VALUE! | #VALUE! | #VALUE! | #VALUE! | 0.01777 | 5.5826 | -0.64466 | 0.074937 | 0.13744 | -0.098912 | -0.02496 | 0.036625 | -0.033882 | 0.015771 | 0.038895 | -0.49875
0.01778 | 5.5858 | -0.64225 | #VALUE! | #VALUE! | #VALUE! | #VALUE! | #VALUE! | #VALUE! | #VALUE! | #VALUE! | #VALUE! | 0.01778 | 5.5858 | -0.64225 | 0.071812 | 0.13799 | -0.098345 | -0.028043 | 0.03911 | -0.031629 | 0.013076 | 0.039508 | -0.49877
0.01779 | 5.5889 | -0.63984 | #VALUE! | #VALUE! | #VALUE! | #VALUE! | #VALUE! | #VALUE! | #VALUE! | #VALUE! | #VALUE! | 0.01779 | 5.5889 | -0.63984 | 0.06867 | 0.13848 | -0.09766 | -0.031078 | 0.041483 | -0.029262 | 0.010312 | 0.039877 | -0.49902
0.0178 | 5.592 | -0.63742 | #VALUE! | #VALUE! | #VALUE! | #VALUE! | #VALUE! | #VALUE! | #VALUE! | #VALUE! | #VALUE! | 0.0178 | 5.592 | -0.63742 | 0.065512 | 0.1389 | -0.096858 | -0.034062 | 0.043738 | -0.026791 | 0.0074953 | 0.04 | -0.49949
0.01781 | 5.5952 | -0.635 | #VALUE! | #VALUE! | #VALUE! | #VALUE! | #VALUE! | #VALUE! | #VALUE! | #VALUE! | #VALUE! | 0.01781 | 5.5952 | -0.635 | 0.062337 | 0.13925 | -0.095941 | -0.036989 | 0.045868 | -0.024225 | 0.0046391 | 0.039877 | -0.50019
0.01782 | 5.5983 | -0.63257 | #VALUE! | #VALUE! | #VALUE! | #VALUE! | #VALUE! | #VALUE! | #VALUE! | #VALUE! | #VALUE! | 0.01782 | 5.5983 | -0.63257 | 0.059146 | 0.13953 | -0.09491 | -0.039855 | 0.047868 | -0.021573 | 0.0017587 | 0.039508 | -0.50109
0.01783 | 5.6015 | -0.63013 | #VALUE! | #VALUE! | #VALUE! | #VALUE! | #VALUE! | #VALUE! | #VALUE! | #VALUE! | #VALUE! | 0.01783 | 5.6015 | -0.63013 | 0.055941 | 0.13975 | -0.093765 | -0.042654 | 0.049731 | -0.018844 | -0.0011308 | 0.038895 | -0.50221
0.01784 | 5.6046 | -0.62769 | #VALUE! | #VALUE! | #VALUE! | #VALUE! | #VALUE! | #VALUE! | #VALUE! | #VALUE! | #VALUE! | 0.01784 | 5.6046 | -0.62769 | 0.052722 | 0.1399 | -0.092508 | -0.045382 | 0.051452 | -0.016047 | -0.0040145 | 0.038042 | -0.50353
0.01785 | 5.6077 | -0.62524 | #VALUE! | #VALUE! | #VALUE! | #VALUE! | #VALUE! | #VALUE! | #VALUE! | #VALUE! | #VALUE! | 0.01785 | 5.6077 | -0.62524 | 0.04949 | 0.13998 | -0.09114 | -0.048034 | 0.053026 | -0.013194 | -0.0068772 | 0.036955 | -0.50503
0.01786 | 5.6109 | -0.62279 | #VALUE! | #VALUE! | #VALUE! | #VALUE! | #VALUE! | #VALUE! | #VALUE! | #VALUE! | #VALUE! | 0.01786 | 5.6109 | -0.62279 | 0.046246 | 0.14 | -0.089664 | -0.050606 | 0.054449 | -0.010293 | -0.009704 | 0.03564 | -0.50672
0.01787 | 5.614 | -0.62033 | #VALUE! | #VALUE! | #VALUE! | #VALUE! | #VALUE! | #VALUE! | #VALUE! | #VALUE! | #VALUE! | 0.01787 | 5.614 | -0.62033 | 0.042991 | 0.13994 | -0.088081 | -0.053093 | 0.055717 | -0.0073559 | -0.01248 | 0.034106 | -0.50858
0.01788 | 5.6172 | -0.61786 | #VALUE! | #VALUE! | #VALUE! | #VALUE! | #VALUE! | #VALUE! | #VALUE! | #VALUE! | #VALUE! | 0.01788 | 5.6172 | -0.61786 | 0.039725 | 0.13982 | -0.086392 | -0.055492 | 0.056826 | -0.0043926 | -0.015191 | 0.032361 | -0.51059
0.01789 | 5.6203 | -0.61539 | #VALUE! | #VALUE! | #VALUE! | #VALUE! | #VALUE! | #VALUE! | #VALUE! | #VALUE! | #VALUE! | 0.01789 | 5.6203 | -0.61539 | 0.036449 | 0.13963 | -0.084601 | -0.057799 | 0.057773 | -0.0014135 | -0.017823 | 0.030416 | -0.51275
0.0179 | 5.6235 | -0.61291 | #VALUE! | #VALUE! | #VALUE! | #VALUE! | #VALUE! | #VALUE! | #VALUE! | #VALUE! | #VALUE! | 0.0179 | 5.6235 | -0.61291 | 0.033164 | 0.13938 | -0.082708 | -0.060009 | 0.058555 | 0.0015705 | -0.020362 | 0.028284 | -0.51503
0.01791 | 5.6266 | -0.61042 | #VALUE! | #VALUE! | #VALUE! | #VALUE! | #VALUE! | #VALUE! | #VALUE! | #VALUE! | #VALUE! | 0.01791 | 5.6266 | -0.61042 | 0.029871 | 0.13906 | -0.080717 | -0.062119 | 0.05917 | 0.004549 | -0.022794 | 0.025978 | -0.51743
0.01792 | 5.6297 | -0.60793 | #VALUE! | #VALUE! | #VALUE! | #VALUE! | #VALUE! | #VALUE! | #VALUE! | #VALUE! | #VALUE! | 0.01792 | 5.6297 | -0.60793 | 0.026571 | 0.13866 | -0.078629 | -0.064125 | 0.059617 | 0.0075113 | -0.025108 | 0.023511 | -0.51992
0.01793 | 5.6329 | -0.60543 | #VALUE! | #VALUE! | #VALUE! | #VALUE! | #VALUE! | #VALUE! | #VALUE! | #VALUE! | #VALUE! | 0.01793 | 5.6329 | -0.60543 | 0.023264 | 0.13821 | -0.076447 | -0.066025 | 0.059893 | 0.010447 | -0.02729 | 0.0209 | -0.52248
0.01794 | 5.636 | -0.60293 | #VALUE! | #VALUE! | #VALUE! | #VALUE! | #VALUE! | #VALUE! | #VALUE! | #VALUE! | #VALUE! | 0.01794 | 5.636 | -0.60293 | 0.019951 | 0.13768 | -0.074174 | -0.067814 | 0.059999 | 0.013345 | -0.02933 | 0.01816 | -0.52511
0.01795 | 5.6392 | -0.60042 | #VALUE! | #VALUE! | #VALUE! | #VALUE! | #VALUE! | #VALUE! | #VALUE! | #VALUE! | #VALUE! | 0.01795 | 5.6392 | -0.60042 | 0.016633 | 0.13709 | -0.071813 | -0.069491 | 0.059933 | 0.016196 | -0.031217 | 0.015307 | -0.52778
0.01796 | 5.6423 | -0.5979 | #VALUE! | #VALUE! | #VALUE! | #VALUE! | #VALUE! | #VALUE! | #VALUE! | #VALUE! | #VALUE! | 0.01796 | 5.6423 | -0.5979 | 0.013312 | 0.13643 | -0.069365 | -0.071051 | 0.059697 | 0.018989 | -0.032941 | 0.012361 | -0.53047
0.01797 | 5.6454 | -0.59538 | #VALUE! | #VALUE! | #VALUE! | #VALUE! | #VALUE! | #VALUE! | #VALUE! | #VALUE! | #VALUE! | 0.01797 | 5.6454 | -0.59538 | 0.0099866 | 0.13571 | -0.066835 | -0.072493 | 0.05929 | 0.021714 | -0.034493 | 0.0093378 | -0.53317
0.01798 | 5.6486 | -0.59286 | #VALUE! | #VALUE! | #VALUE! | #VALUE! | #VALUE! | #VALUE! | #VALUE! | #VALUE! | #VALUE! | 0.01798 | 5.6486 | -0.59286 | 0.0066591 | 0.13492 | -0.064225 | -0.073814 | 0.058715 | 0.024363 | -0.035866 | 0.0062574 | -0.53585
0.01799 | 5.6517 | -0.59032 | #VALUE! | #VALUE! | #VALUE! | #VALUE! | #VALUE! | #VALUE! | #VALUE! | #VALUE! | #VALUE! | 0.01799 | 5.6517 | -0.59032 | 0.00333 | 0.13407 | -0.061539 | -0.075012 | 0.057972 | 0.026924 | -0.037051 | 0.0031384 | -0.53849
0.018 | 5.6549 | -0.58779 | #VALUE! | #VALUE! | #VALUE! | #VALUE! | #VALUE! | #VALUE! | #VALUE! | #VALUE! | #VALUE! | 0.018 | 5.6549 | -0.58779 | 1.8777e-13 | 0.13315 | -0.058779 | -0.076085 | 0.057063 | 0.029389 | -0.038042 | 1.7743e-13 | -0.54109
0.01801 | 5.658 | -0.58524 | #VALUE! | #VALUE! | #VALUE! | #VALUE! | #VALUE! | #VALUE! | #VALUE! | #VALUE! | #VALUE! | 0.01801 | 5.658 | -0.58524 | -0.00333 | 0.13216 | -0.055948 | -0.07703 | 0.055992 | 0.03175 | -0.038835 | -0.0031384 | -0.54362
0.01802 | 5.6611 | -0.58269 | #VALUE! | #VALUE! | #VALUE! | #VALUE! | #VALUE! | #VALUE! | #VALUE! | #VALUE! | #VALUE! | 0.01802 | 5.6611 | -0.58269 | -0.0066591 | 0.13112 | -0.053051 | -0.077848 | 0.054761 | 0.033998 | -0.039426 | -0.0062574 | -0.54606
0.01803 | 5.6643 | -0.58013 | #VALUE! | #VALUE! | #VALUE! | #VALUE! | #VALUE! | #VALUE! | #VALUE! | #VALUE! | #VALUE! | 0.01803 | 5.6643 | -0.58013 | -0.0099866 | 0.13001 | -0.050091 | -0.078535 | 0.053375 | 0.036124 | -0.03981 | -0.0093378 | -0.54839
0.01804 | 5.6674 | -0.57757 | #VALUE! | #VALUE! | #VALUE! | #VALUE! | #VALUE! | #VALUE! | #VALUE! | #VALUE! | #VALUE! | 0.01804 | 5.6674 | -0.57757 | -0.013312 | 0.12883 | -0.04707 | -0.079092 | 0.051835 | 0.038122 | -0.039987 | -0.012361 | -0.5506
0.01805 | 5.6706 | -0.57501 | #VALUE! | #VALUE! | #VALUE! | #VALUE! | #VALUE! | #VALUE! | #VALUE! | #VALUE! | #VALUE! | 0.01805 | 5.6706 | -0.57501 | -0.016633 | 0.1276 | -0.043994 | -0.079517 | 0.050148 | 0.039984 | -0.039956 | -0.015307 | -0.55268
0.01806 | 5.6737 | -0.57243 | #VALUE! | #VALUE! | #VALUE! | #VALUE! | #VALUE! | #VALUE! | #VALUE! | #VALUE! | #VALUE! | 0.01806 | 5.6737 | -0.57243 | -0.019951 | 0.1263 | -0.040865 | -0.079809 | 0.048318 | 0.041704 | -0.039715 | -0.01816 | -0.55461
0.01807 | 5.6769 | -0.56985 | #VALUE! | #VALUE! | #VALUE! | #VALUE! | #VALUE! | #VALUE! | #VALUE! | #VALUE! | #VALUE! | 0.01807 | 5.6769 | -0.56985 | -0.023264 | 0.12494 | -0.037687 | -0.079968 | 0.046351 | 0.043275 | -0.039268 | -0.0209 | -0.55637
0.01808 | 5.68 | -0.56727 | #VALUE! | #VALUE! | #VALUE! | #VALUE! | #VALUE! | #VALUE! | #VALUE! | #VALUE! | #VALUE! | 0.01808 | 5.68 | -0.56727 | -0.026571 | 0.12352 | -0.034464 | -0.079994 | 0.044251 | 0.044692 | -0.038615 | -0.023511 | -0.55796
0.01809 | 5.6831 | -0.56468 | #VALUE! | #VALUE! | #VALUE! | #VALUE! | #VALUE! | #VALUE! | #VALUE! | #VALUE! | #VALUE! | 0.01809 | 5.6831 | -0.56468 | -0.029871 | 0.12204 | -0.0312 | -0.079886 | 0.042025 | 0.04595 | -0.037761 | -0.025978 | -0.55936
0.0181 | 5.6863 | -0.56208 | #VALUE! | #VALUE! | #VALUE! | #VALUE! | #VALUE! | #VALUE! | #VALUE! | #VALUE! | #VALUE! | 0.0181 | 5.6863 | -0.56208 | -0.033164 | 0.1205 | -0.027899 | -0.079645 | 0.039679 | 0.047044 | -0.03671 | -0.028284 | -0.56056
0.01811 | 5.6894 | -0.55948 | #VALUE! | #VALUE! | #VALUE! | #VALUE! | #VALUE! | #VALUE! | #VALUE! | #VALUE! | #VALUE! | 0.01811 | 5.6894 | -0.55948 | -0.036449 | 0.11891 | -0.024565 | -0.079271 | 0.03722 | 0.047971 | -0.035468 | -0.030416 | -0.56155
0.01812 | 5.6926 | -0.55688 | #VALUE! | #VALUE! | #VALUE! | #VALUE! | #VALUE! | #VALUE! | #VALUE! | #VALUE! | #VALUE! | 0.01812 | 5.6926 | -0.55688 | -0.039725 | 0.11725 | -0.021201 | -0.078765 | 0.034654 | 0.048726 | -0.03404 | -0.032361 | -0.56233
0.01813 | 5.6957 | -0.55426 | #VALUE! | #VALUE! | #VALUE! | #VALUE! | #VALUE! | #VALUE! | #VALUE! | #VALUE! | #VALUE! | 0.01813 | 5.6957 | -0.55426 | -0.042991 | 0.11554 | -0.017812 | -0.078128 | 0.03199 | 0.049309 | -0.032434 | -0.034106 | -0.56289
0.01814 | 5.6988 | -0.55165 | #VALUE! | #VALUE! | #VALUE! | #VALUE! | #VALUE! | #VALUE! | #VALUE! | #VALUE! | #VALUE! | 0.01814 | 5.6988 | -0.55165 | -0.046246 | 0.11378 | -0.014401 | -0.07736 | 0.029235 | 0.049715 | -0.03066 | -0.03564 | -0.56323
0.01815 | 5.702 | -0.54902 | #VALUE! | #VALUE! | #VALUE! | #VALUE! | #VALUE! | #VALUE! | #VALUE! | #VALUE! | #VALUE! | 0.01815 | 5.702 | -0.54902 | -0.04949 | 0.11196 | -0.010973 | -0.076463 | 0.026396 | 0.049944 | -0.028725 | -0.036955 | -0.56333
0.01816 | 5.7051 | -0.54639 | #VALUE! | #VALUE! | #VALUE! | #VALUE! | #VALUE! | #VALUE! | #VALUE! | #VALUE! | #VALUE! | 0.01816 | 5.7051 | -0.54639 | -0.052722 | 0.11008 | -0.0075327 | -0.075439 | 0.023482 | 0.049996 | -0.02664 | -0.038042 | -0.56321
0.01817 | 5.7083 | -0.54376 | #VALUE! | #VALUE! | #VALUE! | #VALUE! | #VALUE! | #VALUE! | #VALUE! | #VALUE! | #VALUE! | 0.01817 | 5.7083 | -0.54376 | -0.055941 | 0.10815 | -0.0040829 | -0.074289 | 0.020502 | 0.04987 | -0.024417 | -0.038895 | -0.56286
0.01818 | 5.7114 | -0.54112 | #VALUE! | #VALUE! | #VALUE! | #VALUE! | #VALUE! | #VALUE! | #VALUE! | #VALUE! | #VALUE! | 0.01818 | 5.7114 | -0.54112 | -0.059146 | 0.10617 | -0.00062831 | -0.073015 | 0.017462 | 0.049565 | -0.022066 | -0.039508 | -0.56229
0.01819 | 5.7146 | -0.53848 | #VALUE! | #VALUE! | #VALUE! | #VALUE! | #VALUE! | #VALUE! | #VALUE! | #VALUE! | #VALUE! | 0.01819 | 5.7146 | -0.53848 | -0.062337 | 0.10414 | 0.0028271 | -0.07162 | 0.014373 | 0.049085 | -0.0196 | -0.039877 | -0.56149
0.0182 | 5.7177 | -0.53583 | #VALUE! | #VALUE! | #VALUE! | #VALUE! | #VALUE! | #VALUE! | #VALUE! | #VALUE! | #VALUE! | 0.0182 | 5.7177 | -0.53583 | -0.065512 | 0.10206 | 0.0062791 | -0.070105 | 0.011243 | 0.048429 | -0.017031 | -0.04 | -0.56047
0.01821 | 5.7208 | -0.53317 | #VALUE! | #VALUE! | #VALUE! | #VALUE! | #VALUE! | #VALUE! | #VALUE! | #VALUE! | #VALUE! | 0.01821 | 5.7208 | -0.53317 | -0.06867 | 0.099924 | 0.0097235 | -0.068473 | 0.0080807 | 0.047601 | -0.014374 | -0.039877 | -0.55924
0.01822 | 5.724 | -0.53051 | #VALUE! | #VALUE! | #VALUE! | #VALUE! | #VALUE! | #VALUE! | #VALUE! | #VALUE! | #VALUE! | 0.01822 | 5.724 | -0.53051 | -0.071812 | 0.097743 | 0.013156 | -0.066726 | 0.0048954 | 0.046604 | -0.011641 | -0.039508 | -0.5578
0.01823 | 5.7271 | -0.52785 | #VALUE! | #VALUE! | #VALUE! | #VALUE! | #VALUE! | #VALUE! | #VALUE! | #VALUE! | #VALUE! | 0.01823 | 5.7271 | -0.52785 | -0.074937 | 0.095516 | 0.016574 | -0.064869 | 0.0016962 | 0.04544 | -0.0088483 | -0.038895 | -0.55617
0.01824 | 5.7303 | -0.52517 | #VALUE! | #VALUE! | #VALUE! | #VALUE! | #VALUE! | #VALUE! | #VALUE! | #VALUE! | #VALUE! | 0.01824 | 5.7303 | -0.52517 | -0.078042 | 0.093242 | 0.019971 | -0.062903 | -0.0015078 | 0.044115 | -0.006009 | -0.038042 | -0.55435
0.01825 | 5.7334 | -0.5225 | #VALUE! | #VALUE! | #VALUE! | #VALUE! | #VALUE! | #VALUE! | #VALUE! | #VALUE! | #VALUE! | 0.01825 | 5.7334 | -0.5225 | -0.081129 | 0.090923 | 0.023345 | -0.060832 | -0.0047075 | 0.042632 | -0.0031384 | -0.036955 | -0.55236
0.01826 | 5.7365 | -0.51982 | #VALUE! | #VALUE! | #VALUE! | #VALUE! | #VALUE! | #VALUE! | #VALUE! | #VALUE! | #VALUE! | 0.01826 | 5.7365 | -0.51982 | -0.084195 | 0.08856 | 0.02669 | -0.05866 | -0.0078939 | 0.040998 | -0.00025133 | -0.03564 | -0.55021
0.01827 | 5.7397 | -0.51713 | #VALUE! | #VALUE! | #VALUE! | #VALUE! | #VALUE! | #VALUE! | #VALUE! | #VALUE! | #VALUE! | 0.01827 | 5.7397 | -0.51713 | -0.087241 | 0.086154 | 0.030004 | -0.056391 | -0.011058 | 0.039217 | 0.002637 | -0.034106 | -0.54791
0.01828 | 5.7428 | -0.51444 | #VALUE! | #VALUE! | #VALUE! | #VALUE! | #VALUE! | #VALUE! | #VALUE! | #VALUE! | #VALUE! | 0.01828 | 5.7428 | -0.51444 | -0.090265 | 0.083707 | 0.033282 | -0.054027 | -0.01419 | 0.037297 | 0.0055116 | -0.032361 | -0.54548
0.01829 | 5.746 | -0.51174 | #VALUE! | #VALUE! | #VALUE! | #VALUE! | #VALUE! | #VALUE! | #VALUE! | #VALUE! | #VALUE! | 0.01829 | 5.746 | -0.51174 | -0.093267 | 0.081219 | 0.03652 | -0.051573 | -0.017282 | 0.035244 | 0.0083574 | -0.030416 | -0.54294
0.0183 | 5.7491 | -0.50904 | #VALUE! | #VALUE! | #VALUE! | #VALUE! | #VALUE! | #VALUE! | #VALUE! | #VALUE! | #VALUE! | 0.0183 | 5.7491 | -0.50904 | -0.096246 | 0.078692 | 0.039715 | -0.049033 | -0.020324 | 0.033066 | 0.01116 | -0.028284 | -0.5403
0.01831 | 5.7523 | -0.50633 | #VALUE! | #VALUE! | #VALUE! | #VALUE! | #VALUE! | #VALUE! | #VALUE! | #VALUE! | #VALUE! | 0.01831 | 5.7523 | -0.50633 | -0.099201 | 0.076126 | 0.042862 | -0.046411 | -0.023309 | 0.030769 | 0.013904 | -0.025978 | -0.53757
0.01832 | 5.7554 | -0.50362 | #VALUE! | #VALUE! | #VALUE! | #VALUE! | #VALUE! | #VALUE! | #VALUE! | #VALUE! | #VALUE! | 0.01832 | 5.7554 | -0.50362 | -0.10213 | 0.073524 | 0.045958 | -0.043712 | -0.026227 | 0.028363 | 0.016575 | -0.023511 | -0.53478
0.01833 | 5.7585 | -0.50091 | #VALUE! | #VALUE! | #VALUE! | #VALUE! | #VALUE! | #VALUE! | #VALUE! | #VALUE! | #VALUE! | 0.01833 | 5.7585 | -0.50091 | -0.10504 | 0.070887 | 0.048999 | -0.040939 | -0.02907 | 0.025857 | 0.01916 | -0.0209 | -0.53195
0.01834 | 5.7617 | -0.49819 | #VALUE! | #VALUE! | #VALUE! | #VALUE! | #VALUE! | #VALUE! | #VALUE! | #VALUE! | #VALUE! | 0.01834 | 5.7617 | -0.49819 | -0.10792 | 0.068215 | 0.051982 | -0.038099 | -0.031831 | 0.023258 | 0.021645 | -0.01816 | -0.52909
0.01835 | 5.7648 | -0.49546 | #VALUE! | #VALUE! | #VALUE! | #VALUE! | #VALUE! | #VALUE! | #VALUE! | #VALUE! | #VALUE! | 0.01835 | 5.7648 | -0.49546 | -0.11077 | 0.06551 | 0.054902 | -0.035195 | -0.0345 | 0.020576 | 0.024017 | -0.015307 | -0.52623
0.01836 | 5.768 | -0.49273 | #VALUE! | #VALUE! | #VALUE! | #VALUE! | #VALUE! | #VALUE! | #VALUE! | #VALUE! | #VALUE! | 0.01836 | 5.768 | -0.49273 | -0.1136 | 0.062774 | 0.057757 | -0.032233 | -0.037072 | 0.017821 | 0.026263 | -0.012361 | -0.52337
0.01837 | 5.7711 | -0.48999 | #VALUE! | #VALUE! | #VALUE! | #VALUE! | #VALUE! | #VALUE! | #VALUE! | #VALUE! | #VALUE! | 0.01837 | 5.7711 | -0.48999 | -0.11639 | 0.060007 | 0.060543 | -0.029216 | -0.039537 | 0.015002 | 0.028373 | -0.0093378 | -0.52055
0.01838 | 5.7742 | -0.48725 | #VALUE! | #VALUE! | #VALUE! | #VALUE! | #VALUE! | #VALUE! | #VALUE! | #VALUE! | #VALUE! | 0.01838 | 5.7742 | -0.48725 | -0.11916 | 0.057211 | 0.063257 | -0.026151 | -0.04189 | 0.01213 | 0.030334 | -0.0062574 | -0.51778
0.01839 | 5.7774 | -0.4845 | #VALUE! | #VALUE! | #VALUE! | #VALUE! | #VALUE! | #VALUE! | #VALUE! | #VALUE! | #VALUE! | 0.01839 | 5.7774 | -0.4845 | -0.1219 | 0.054387 | 0.065895 | -0.023042 | -0.044123 | 0.0092147 | 0.032138 | -0.0031384 | -0.51507
0.0184 | 5.7805 | -0.48175 | #VALUE! | #VALUE! | #VALUE! | #VALUE! | #VALUE! | #VALUE! | #VALUE! | #VALUE! | #VALUE! | 0.0184 | 5.7805 | -0.48175 | -0.12461 | 0.051537 | 0.068455 | -0.019895 | -0.046231 | 0.0062667 | 0.033773 | -1.8355e-13 | -0.51246
0.01841 | 5.7837 | -0.479 | #VALUE! | #VALUE! | #VALUE! | #VALUE! | #VALUE! | #VALUE! | #VALUE! | #VALUE! | #VALUE! | 0.01841 | 5.7837 | -0.479 | -0.12729 | 0.048663 | 0.070932 | -0.016715 | -0.048206 | 0.0032963 | 0.035232 | 0.0031384 | -0.50995
0.01842 | 5.7868 | -0.47624 | #VALUE! | #VALUE! | #VALUE! | #VALUE! | #VALUE! | #VALUE! | #VALUE! | #VALUE! | #VALUE! | 0.01842 | 5.7868 | -0.47624 | -0.12994 | 0.045764 | 0.073326 | -0.013507 | -0.050045 | 0.00031416 | 0.036508 | 0.0062574 | -0.50756
0.01843 | 5.79 | -0.47347 | #VALUE! | #VALUE! | #VALUE! | #VALUE! | #VALUE! | #VALUE! | #VALUE! | #VALUE! | #VALUE! | 0.01843 | 5.79 | -0.47347 | -0.13255 | 0.042844 | 0.075631 | -0.010276 | -0.05174 | -0.0026691 | 0.037592 | 0.0093378 | -0.5053
0.01844 | 5.7931 | -0.4707 | #VALUE! | #VALUE! | #VALUE! | #VALUE! | #VALUE! | #VALUE! | #VALUE! | #VALUE! | #VALUE! | 0.01844 | 5.7931 | -0.4707 | -0.13513 | 0.039903 | 0.077846 | -0.0070281 | -0.053288 | -0.0056428 | 0.038481 | 0.012361 | -0.50321
0.01845 | 5.7962 | -0.46793 | #VALUE! | #VALUE! | #VALUE! | #VALUE! | #VALUE! | #VALUE! | #VALUE! | #VALUE! | #VALUE! | 0.01845 | 5.7962 | -0.46793 | -0.13768 | 0.036942 | 0.079968 | -0.0037685 | -0.054684 | -0.0085965 | 0.039169 | 0.015307 | -0.50128
0.01846 | 5.7994 | -0.46515 | #VALUE! | #VALUE! | #VALUE! | #VALUE! | #VALUE! | #VALUE! | #VALUE! | #VALUE! | #VALUE! | 0.01846 | 5.7994 | -0.46515 | -0.1402 | 0.033964 | 0.081995 | -0.00050265 | -0.055924 | -0.011519 | 0.039652 | 0.01816 | -0.49952
0.01847 | 5.8025 | -0.46237 | #VALUE! | #VALUE! | #VALUE! | #VALUE! | #VALUE! | #VALUE! | #VALUE! | #VALUE! | #VALUE! | 0.01847 | 5.8025 | -0.46237 | -0.14268 | 0.030969 | 0.083924 | 0.0027641 | -0.057005 | -0.014401 | 0.039929 | 0.0209 | -0.49797
0.01848 | 5.8057 | -0.45958 | #VALUE! | #VALUE! | #VALUE! | #VALUE! | #VALUE! | #VALUE! | #VALUE! | #VALUE! | #VALUE! | 0.01848 | 5.8057 | -0.45958 | -0.14512 | 0.027959 | 0.085753 | 0.0060261 | -0.057923 | -0.017232 | 0.039997 | 0.023511 | -0.49661
0.01849 | 5.8088 | -0.45679 | #VALUE! | #VALUE! | #VALUE! | #VALUE! | #VALUE! | #VALUE! | #VALUE! | #VALUE! | #VALUE! | 0.01849 | 5.8088 | -0.45679 | -0.14753 | 0.024936 | 0.087479 | 0.0092782 | -0.058676 | -0.020001 | 0.039856 | 0.025978 | -0.49547
0.0185 | 5.8119 | -0.45399 | #VALUE! | #VALUE! | #VALUE! | #VALUE! | #VALUE! | #VALUE! | #VALUE! | #VALUE! | #VALUE! | 0.0185 | 5.8119 | -0.45399 | -0.14991 | 0.021901 | 0.089101 | 0.012515 | -0.059261 | -0.0227 | 0.039508 | 0.028284 | -0.49455
0.01851 | 5.8151 | -0.45119 | #VALUE! | #VALUE! | #VALUE! | #VALUE! | #VALUE! | #VALUE! | #VALUE! | #VALUE! | #VALUE! | 0.01851 | 5.8151 | -0.45119 | -0.15224 | 0.018855 | 0.090616 | 0.01573 | -0.059678 | -0.025317 | 0.038953 | 0.030416 | -0.49386
0.01852 | 5.8182 | -0.44838 | #VALUE! | #VALUE! | #VALUE! | #VALUE! | #VALUE! | #VALUE! | #VALUE! | #VALUE! | #VALUE! | 0.01852 | 5.8182 | -0.44838 | -0.15454 | 0.0158 | 0.092023 | 0.01892 | -0.059924 | -0.027844 | 0.038195 | 0.032361 | -0.49339
0.01853 | 5.8214 | -0.44557 | #VALUE! | #VALUE! | #VALUE! | #VALUE! | #VALUE! | #VALUE! | #VALUE! | #VALUE! | #VALUE! | 0.01853 | 5.8214 | -0.44557 | -0.1568 | 0.012737 | 0.09332 | 0.022078 | -0.06 | -0.030272 | 0.037237 | 0.034106 | -0.49317
0.01854 | 5.8245 | -0.44276 | #VALUE! | #VALUE! | #VALUE! | #VALUE! | #VALUE! | #VALUE! | #VALUE! | #VALUE! | #VALUE! | 0.01854 | 5.8245 | -0.44276 | -0.15902 | 0.0096684 | 0.094506 | 0.025199 | -0.059904 | -0.032592 | 0.036085 | 0.03564 | -0.49318
0.01855 | 5.8277 | -0.43994 | #VALUE! | #VALUE! | #VALUE! | #VALUE! | #VALUE! | #VALUE! | #VALUE! | #VALUE! | #VALUE! | 0.01855 | 5.8277 | -0.43994 | -0.16121 | 0.0065949 | 0.095579 | 0.028278 | -0.059638 | -0.034796 | 0.034745 | 0.036955 | -0.49343
0.01856 | 5.8308 | -0.43712 | #VALUE! | #VALUE! | #VALUE! | #VALUE! | #VALUE! | #VALUE! | #VALUE! | #VALUE! | #VALUE! | 0.01856 | 5.8308 | -0.43712 | -0.16335 | 0.0035182 | 0.096538 | 0.03131 | -0.059201 | -0.036876 | 0.033224 | 0.038042 | -0.49391
0.01857 | 5.8339 | -0.43429 | #VALUE! | #VALUE! | #VALUE! | #VALUE! | #VALUE! | #VALUE! | #VALUE! | #VALUE! | #VALUE! | 0.01857 | 5.8339 | -0.43429 | -0.16545 | 0.00043982 | 0.097382 | 0.03429 | -0.058596 | -0.038824 | 0.031529 | 0.038895 | -0.49462
0.01858 | 5.8371 | -0.43146 | #VALUE! | #VALUE! | #VALUE! | #VALUE! | #VALUE! | #VALUE! | #VALUE! | #VALUE! | #VALUE! | 0.01858 | 5.8371 | -0.43146 | -0.16751 | -0.0026388 | 0.098109 | 0.037212 | -0.057823 | -0.040635 | 0.02967 | 0.039508 | -0.49557
0.01859 | 5.8402 | -0.42862 | #VALUE! | #VALUE! | #VALUE! | #VALUE! | #VALUE! | #VALUE! | #VALUE! | #VALUE! | #VALUE! | 0.01859 | 5.8402 | -0.42862 | -0.16953 | -0.0057161 | 0.098719 | 0.040073 | -0.056886 | -0.0423 | 0.027655 | 0.039877 | -0.49673
0.0186 | 5.8434 | -0.42578 | #VALUE! | #VALUE! | #VALUE! | #VALUE! | #VALUE! | #VALUE! | #VALUE! | #VALUE! | #VALUE! | 0.0186 | 5.8434 | -0.42578 | -0.17151 | -0.0087907 | 0.099211 | 0.042866 | -0.055787 | -0.043815 | 0.025497 | 0.04 | -0.49811
0.01861 | 5.8465 | -0.42293 | #VALUE! | #VALUE! | #VALUE! | #VALUE! | #VALUE! | #VALUE! | #VALUE! | #VALUE! | #VALUE! | 0.01861 | 5.8465 | -0.42293 | -0.17345 | -0.011861 | 0.099585 | 0.045588 | -0.054528 | -0.045174 | 0.023205 | 0.039877 | -0.49969
0.01862 | 5.8496 | -0.42009 | #VALUE! | #VALUE! | #VALUE! | #VALUE! | #VALUE! | #VALUE! | #VALUE! | #VALUE! | #VALUE! | 0.01862 | 5.8496 | -0.42009 | -0.17534 | -0.014926 | 0.09984 | 0.048234 | -0.053114 | -0.046372 | 0.020793 | 0.039508 | -0.50146
0.01863 | 5.8528 | -0.41723 | #VALUE! | #VALUE! | #VALUE! | #VALUE! | #VALUE! | #VALUE! | #VALUE! | #VALUE! | #VALUE! | 0.01863 | 5.8528 | -0.41723 | -0.17719 | -0.017983 | 0.099976 | 0.0508 | -0.051548 | -0.047405 | 0.018271 | 0.038895 | -0.50342
0.01864 | 5.8559 | -0.41438 | #VALUE! | #VALUE! | #VALUE! | #VALUE! | #VALUE! | #VALUE! | #VALUE! | #VALUE! | #VALUE! | 0.01864 | 5.8559 | -0.41438 | -0.179 | -0.021032 | 0.099992 | 0.053281 | -0.049836 | -0.048269 | 0.015655 | 0.038042 | -0.50554
0.01865 | 5.8591 | -0.41151 | #VALUE! | #VALUE! | #VALUE! | #VALUE! | #VALUE! | #VALUE! | #VALUE! | #VALUE! | #VALUE! | 0.01865 | 5.8591 | -0.41151 | -0.18076 | -0.02407 | 0.099889 | 0.055673 | -0.047981 | -0.048961 | 0.012957 | 0.036955 | -0.50781
0.01866 | 5.8622 | -0.40865 | #VALUE! | #VALUE! | #VALUE! | #VALUE! | #VALUE! | #VALUE! | #VALUE! | #VALUE! | #VALUE! | 0.01866 | 5.8622 | -0.40865 | -0.18248 | -0.027097 | 0.099667 | 0.057972 | -0.04599 | -0.049479 | 0.010191 | 0.03564 | -0.51022
0.01867 | 5.8654 | -0.40578 | #VALUE! | #VALUE! | #VALUE! | #VALUE! | #VALUE! | #VALUE! | #VALUE! | #VALUE! | #VALUE! | 0.01867 | 5.8654 | -0.40578 | -0.18415 | -0.030111 | 0.099325 | 0.060175 | -0.043867 | -0.04982 | 0.0073718 | 0.034106 | -0.51275
0.01868 | 5.8685 | -0.40291 | #VALUE! | #VALUE! | #VALUE! | #VALUE! | #VALUE! | #VALUE! | #VALUE! | #VALUE! | #VALUE! | 0.01868 | 5.8685 | -0.40291 | -0.18578 | -0.03311 | 0.098865 | 0.062277 | -0.041619 | -0.049984 | 0.0045143 | 0.032361 | -0.51538
0.01869 | 5.8716 | -0.40003 | #VALUE! | #VALUE! | #VALUE! | #VALUE! | #VALUE! | #VALUE! | #VALUE! | #VALUE! | #VALUE! | 0.01869 | 5.8716 | -0.40003 | -0.18736 | -0.036093 | 0.098287 | 0.064275 | -0.039253 | -0.04997 | 0.0016332 | 0.030416 | -0.51809
0.0187 | 5.8748 | -0.39715 | #VALUE! | #VALUE! | #VALUE! | #VALUE! | #VALUE! | #VALUE! | #VALUE! | #VALUE! | #VALUE! | 0.0187 | 5.8748 | -0.39715 | -0.18889 | -0.039059 | 0.097592 | 0.066166 | -0.036774 | -0.049778 | -0.0012564 | 0.028284 | -0.52087
0.01871 | 5.8779 | -0.39426 | #VALUE! | #VALUE! | #VALUE! | #VALUE! | #VALUE! | #VALUE! | #VALUE! | #VALUE! | #VALUE! | 0.01871 | 5.8779 | -0.39426 | -0.19038 | -0.042006 | 0.09678 | 0.067947 | -0.034191 | -0.049409 | -0.0041395 | 0.025978 | -0.52368
0.01872 | 5.8811 | -0.39137 | #VALUE! | #VALUE! | #VALUE! | #VALUE! | #VALUE! | #VALUE! | #VALUE! | #VALUE! | #VALUE! | 0.01872 | 5.8811 | -0.39137 | -0.19182 | -0.044932 | 0.095852 | 0.069615 | -0.03151 | -0.048863 | -0.0070009 | 0.023511 | -0.52653
0.01873 | 5.8842 | -0.38848 | #VALUE! | #VALUE! | #VALUE! | #VALUE! | #VALUE! | #VALUE! | #VALUE! | #VALUE! | #VALUE! | 0.01873 | 5.8842 | -0.38848 | -0.19322 | -0.047837 | 0.09481 | 0.071166 | -0.02874 | -0.048144 | -0.0098258 | 0.0209 | -0.52937
0.01874 | 5.8873 | -0.38558 | #VALUE! | #VALUE! | #VALUE! | #VALUE! | #VALUE! | #VALUE! | #VALUE! | #VALUE! | #VALUE! | 0.01874 | 5.8873 | -0.38558 | -0.19456 | -0.050719 | 0.093655 | 0.072599 | -0.025887 | -0.047253 | -0.012599 | 0.01816 | -0.53219
0.01875 | 5.8905 | -0.38268 | #VALUE! | #VALUE! | #VALUE! | #VALUE! | #VALUE! | #VALUE! | #VALUE! | #VALUE! | #VALUE! | 0.01875 | 5.8905 | -0.38268 | -0.19586 | -0.053576 | 0.092388 | 0.07391 | -0.022961 | -0.046194 | -0.015307 | 0.015307 | -0.53498
0.01876 | 5.8936 | -0.37978 | #VALUE! | #VALUE! | #VALUE! | #VALUE! | #VALUE! | #VALUE! | #VALUE! | #VALUE! | #VALUE! | 0.01876 | 5.8936 | -0.37978 | -0.19711 | -0.056407 | 0.091011 | 0.075099 | -0.019969 | -0.04497 | -0.017935 | 0.012361 | -0.5377
0.01877 | 5.8968 | -0.37687 | #VALUE! | #VALUE! | #VALUE! | #VALUE! | #VALUE! | #VALUE! | #VALUE! | #VALUE! | #VALUE! | 0.01877 | 5.8968 | -0.37687 | -0.19831 | -0.059211 | 0.089525 | 0.076162 | -0.01692 | -0.043586 | -0.02047 | 0.0093378 | -0.54035
0.01878 | 5.8999 | -0.37396 | #VALUE! | #VALUE! | #VALUE! | #VALUE! | #VALUE! | #VALUE! | #VALUE! | #VALUE! | #VALUE! | 0.01878 | 5.8999 | -0.37396 | -0.19947 | -0.061986 | 0.087932 | 0.077098 | -0.013823 | -0.042047 | -0.022897 | 0.0062574 | -0.54289
0.01879 | 5.9031 | -0.37104 | #VALUE! | #VALUE! | #VALUE! | #VALUE! | #VALUE! | #VALUE! | #VALUE! | #VALUE! | #VALUE! | 0.01879 | 5.9031 | -0.37104 | -0.20057 | -0.064731 | 0.086234 | 0.077905 | -0.010687 | -0.040358 | -0.025205 | 0.0031384 | -0.54532
0.0188 | 5.9062 | -0.36812 | #VALUE! | #VALUE! | #VALUE! | #VALUE! | #VALUE! | #VALUE! | #VALUE! | #VALUE! | #VALUE! | 0.0188 | 5.9062 | -0.36812 | -0.20162 | -0.067446 | 0.084433 | 0.078583 | -0.00752 | -0.038526 | -0.027382 | 1.8739e-13 | -0.54761
0.01881 | 5.9093 | -0.3652 | #VALUE! | #VALUE! | #VALUE! | #VALUE! | #VALUE! | #VALUE! | #VALUE! | #VALUE! | #VALUE! | 0.01881 | 5.9093 | -0.3652 | -0.20263 | -0.070127 | 0.082531 | 0.07913 | -0.0043316 | -0.036556 | -0.029416 | -0.0031384 | -0.54974
0.01882 | 5.9125 | -0.36228 | #VALUE! | #VALUE! | #VALUE! | #VALUE! | #VALUE! | #VALUE! | #VALUE! | #VALUE! | #VALUE! | 0.01882 | 5.9125 | -0.36228 | -0.20358 | -0.072774 | 0.080531 | 0.079544 | -0.0011309 | -0.034456 | -0.031296 | -0.0062574 | -0.5517
0.01883 | 5.9156 | -0.35935 | #VALUE! | #VALUE! | #VALUE! | #VALUE! | #VALUE! | #VALUE! | #VALUE! | #VALUE! | #VALUE! | 0.01883 | 5.9156 | -0.35935 | -0.20449 | -0.075387 | 0.078434 | 0.079826 | 0.002073 | -0.032233 | -0.033012 | -0.0093378 | -0.55347
0.01884 | 5.9188 | -0.35641 | #VALUE! | #VALUE! | #VALUE! | #VALUE! | #VALUE! | #VALUE! | #VALUE! | #VALUE! | #VALUE! | 0.01884 | 5.9188 | -0.35641 | -0.20534 | -0.077963 | 0.076244 | 0.079975 | 0.0052711 | -0.029895 | -0.034557 | -0.012361 | -0.55504
0.01885 | 5.9219 | -0.35347 | #VALUE! | #VALUE! | #VALUE! | #VALUE! | #VALUE! | #VALUE! | #VALUE! | #VALUE! | #VALUE! | 0.01885 | 5.9219 | -0.35347 | -0.20614 | -0.080501 | 0.073963 | 0.07999 | 0.0084541 | -0.027451 | -0.035921 | -0.015307 | -0.55639
0.01886 | 5.925 | -0.35053 | #VALUE! | #VALUE! | #VALUE! | #VALUE! | #VALUE! | #VALUE! | #VALUE! | #VALUE! | #VALUE! | 0.01886 | 5.925 | -0.35053 | -0.20689 | -0.083 | 0.071594 | 0.079872 | 0.011613 | -0.024909 | -0.037098 | -0.01816 | -0.55752
0.01887 | 5.9282 | -0.34759 | #VALUE! | #VALUE! | #VALUE! | #VALUE! | #VALUE! | #VALUE! | #VALUE! | #VALUE! | #VALUE! | 0.01887 | 5.9282 | -0.34759 | -0.2076 | -0.085459 | 0.069139 | 0.079621 | 0.014739 | -0.022279 | -0.038081 | -0.0209 | -0.55841
0.01888 | 5.9313 | -0.34464 | #VALUE! | #VALUE! | #VALUE! | #VALUE! | #VALUE! | #VALUE! | #VALUE! | #VALUE! | #VALUE! | 0.01888 | 5.9313 | -0.34464 | -0.20824 | -0.087877 | 0.066601 | 0.079237 | 0.017822 | -0.019569 | -0.038865 | -0.023511 | -0.55905
0.01889 | 5.9345 | -0.34169 | #VALUE! | #VALUE! | #VALUE! | #VALUE! | #VALUE! | #VALUE! | #VALUE! | #VALUE! | #VALUE! | 0.01889 | 5.9345 | -0.34169 | -0.20884 | -0.090252 | 0.063984 | 0.078721 | 0.020855 | -0.016789 | -0.039447 | -0.025978 | -0.55944
0.0189 | 5.9376 | -0.33874 | #VALUE! | #VALUE! | #VALUE! | #VALUE! | #VALUE! | #VALUE! | #VALUE! | #VALUE! | #VALUE! | 0.0189 | 5.9376 | -0.33874 | -0.20939 | -0.092584 | 0.061291 | 0.078073 | 0.023829 | -0.01395 | -0.039822 | -0.028284 | -0.55957
0.01891 | 5.9408 | -0.33578 | #VALUE! | #VALUE! | #VALUE! | #VALUE! | #VALUE! | #VALUE! | #VALUE! | #VALUE! | #VALUE! | 0.01891 | 5.9408 | -0.33578 | -0.20989 | -0.094871 | 0.058524 | 0.077296 | 0.026734 | -0.01106 | -0.03999 | -0.030416 | -0.55945
0.01892 | 5.9439 | -0.33282 | #VALUE! | #VALUE! | #VALUE! | #VALUE! | #VALUE! | #VALUE! | #VALUE! | #VALUE! | #VALUE! | 0.01892 | 5.9439 | -0.33282 | -0.21033 | -0.097111 | 0.055688 | 0.076389 | 0.029564 | -0.0081319 | -0.039949 | -0.032361 | -0.55906
0.01893 | 5.947 | -0.32986 | #VALUE! | #VALUE! | #VALUE! | #VALUE! | #VALUE! | #VALUE! | #VALUE! | #VALUE! | #VALUE! | 0.01893 | 5.947 | -0.32986 | -0.21072 | -0.099305 | 0.052785 | 0.075355 | 0.032309 | -0.0051743 | -0.0397 | -0.034106 | -0.55841
0.01894 | 5.9502 | -0.32689 | #VALUE! | #VALUE! | #VALUE! | #VALUE! | #VALUE! | #VALUE! | #VALUE! | #VALUE! | #VALUE! | 0.01894 | 5.9502 | -0.32689 | -0.21106 | -0.10145 | 0.049819 | 0.074196 | 0.034961 | -0.0021984 | -0.039244 | -0.03564 | -0.55751
0.01895 | 5.9533 | -0.32392 | #VALUE! | #VALUE! | #VALUE! | #VALUE! | #VALUE! | #VALUE! | #VALUE! | #VALUE! | #VALUE! | 0.01895 | 5.9533 | -0.32392 | -0.21135 | -0.10355 | 0.046793 | 0.072912 | 0.037515 | 0.00078537 | -0.038582 | -0.036955 | -0.55634
0.01896 | 5.9565 | -0.32094 | #VALUE! | #VALUE! | #VALUE! | #VALUE! | #VALUE! | #VALUE! | #VALUE! | #VALUE! | #VALUE! | 0.01896 | 5.9565 | -0.32094 | -0.21158 | -0.1056 | 0.043712 | 0.071507 | 0.039961 | 0.0037663 | -0.03772 | -0.038042 | -0.55494
0.01897 | 5.9596 | -0.31797 | #VALUE! | #VALUE! | #VALUE! | #VALUE! | #VALUE! | #VALUE! | #VALUE! | #VALUE! | #VALUE! | 0.01897 | 5.9596 | -0.31797 | -0.21176 | -0.10759 | 0.040578 | 0.069983 | 0.042293 | 0.0067339 | -0.03666 | -0.038895 | -0.55329
0.01898 | 5.9627 | -0.31499 | #VALUE! | #VALUE! | #VALUE! | #VALUE! | #VALUE! | #VALUE! | #VALUE! | #VALUE! | #VALUE! | 0.01898 | 5.9627 | -0.31499 | -0.2119 | -0.10953 | 0.037396 | 0.068342 | 0.044505 | 0.0096775 | -0.035409 | -0.039508 | -0.55141
0.01899 | 5.9659 | -0.312 | #VALUE! | #VALUE! | #VALUE! | #VALUE! | #VALUE! | #VALUE! | #VALUE! | #VALUE! | #VALUE! | 0.01899 | 5.9659 | -0.312 | -0.21197 | -0.11143 | 0.034169 | 0.066587 | 0.046589 | 0.012587 | -0.033974 | -0.039877 | -0.54932
0.019 | 5.969 | -0.30902 | #VALUE! | #VALUE! | #VALUE! | #VALUE! | #VALUE! | #VALUE! | #VALUE! | #VALUE! | #VALUE! | 0.019 | 5.969 | -0.30902 | -0.212 | -0.11326 | 0.030902 | 0.064721 | 0.048541 | 0.015451 | -0.032361 | -0.04 | -0.54703
0.01901 | 5.9722 | -0.30603 | #VALUE! | #VALUE! | #VALUE! | #VALUE! | #VALUE! | #VALUE! | #VALUE! | #VALUE! | #VALUE! | 0.01901 | 5.9722 | -0.30603 | -0.21197 | -0.11504 | 0.027597 | 0.062747 | 0.050354 | 0.01826 | -0.030579 | -0.039877 | -0.54454
0.01902 | 5.9753 | -0.30304 | #VALUE! | #VALUE! | #VALUE! | #VALUE! | #VALUE! | #VALUE! | #VALUE! | #VALUE! | #VALUE! | 0.01902 | 5.9753 | -0.30304 | -0.2119 | -0.11677 | 0.02426 | 0.060669 | 0.052024 | 0.021004 | -0.028637 | -0.039508 | -0.54189
0.01903 | 5.9785 | -0.30004 | #VALUE! | #VALUE! | #VALUE! | #VALUE! | #VALUE! | #VALUE! | #VALUE! | #VALUE! | #VALUE! | 0.01903 | 5.9785 | -0.30004 | -0.21176 | -0.11844 | 0.020894 | 0.058489 | 0.053546 | 0.023674 | -0.026547 | -0.038895 | -0.53908
0.01904 | 5.9816 | -0.29704 | #VALUE! | #VALUE! | #VALUE! | #VALUE! | #VALUE! | #VALUE! | #VALUE! | #VALUE! | #VALUE! | 0.01904 | 5.9816 | -0.29704 | -0.21158 | -0.12005 | 0.017502 | 0.056212 | 0.054914 | 0.026259 | -0.024317 | -0.038042 | -0.53615
0.01905 | 5.9847 | -0.29404 | #VALUE! | #VALUE! | #VALUE! | #VALUE! | #VALUE! | #VALUE! | #VALUE! | #VALUE! | #VALUE! | 0.01905 | 5.9847 | -0.29404 | -0.21135 | -0.12161 | 0.01409 | 0.053841 | 0.056127 | 0.02875 | -0.021961 | -0.036955 | -0.5331
0.01906 | 5.9879 | -0.29104 | #VALUE! | #VALUE! | #VALUE! | #VALUE! | #VALUE! | #VALUE! | #VALUE! | #VALUE! | #VALUE! | 0.01906 | 5.9879 | -0.29104 | -0.21106 | -0.1231 | 0.010661 | 0.05138 | 0.057179 | 0.031139 | -0.01949 | -0.03564 | -0.52997
0.01907 | 5.991 | -0.28803 | #VALUE! | #VALUE! | #VALUE! | #VALUE! | #VALUE! | #VALUE! | #VALUE! | #VALUE! | #VALUE! | 0.01907 | 5.991 | -0.28803 | -0.21072 | -0.12454 | 0.0072194 | 0.048834 | 0.058068 | 0.033418 | -0.016917 | -0.034106 | -0.52677
0.01908 | 5.9942 | -0.28502 | #VALUE! | #VALUE! | #VALUE! | #VALUE! | #VALUE! | #VALUE! | #VALUE! | #VALUE! | #VALUE! | 0.01908 | 5.9942 | -0.28502 | -0.21033 | -0.12592 | 0.003769 | 0.046206 | 0.058791 | 0.035577 | -0.014256 | -0.032361 | -0.52354
0.01909 | 5.9973 | -0.28201 | #VALUE! | #VALUE! | #VALUE! | #VALUE! | #VALUE! | #VALUE! | #VALUE! | #VALUE! | #VALUE! | 0.01909 | 5.9973 | -0.28201 | -0.20989 | -0.12723 | 0.00031416 | 0.043501 | 0.059347 | 0.037609 | -0.011521 | -0.030416 | -0.52029
0.0191 | 6.0004 | -0.27899 | #VALUE! | #VALUE! | #VALUE! | #VALUE! | #VALUE! | #VALUE! | #VALUE! | #VALUE! | #VALUE! | 0.0191 | 6.0004 | -0.27899 | -0.20939 | -0.12849 | -0.0031411 | 0.040723 | 0.059734 | 0.039508 | -0.0087257 | -0.028284 | -0.51705
0.01911 | 6.0036 | -0.27597 | #VALUE! | #VALUE! | #VALUE! | #VALUE! | #VALUE! | #VALUE! | #VALUE! | #VALUE! | #VALUE! | 0.01911 | 6.0036 | -0.27597 | -0.20884 | -0.12968 | -0.0065926 | 0.037878 | 0.05995 | 0.041266 | -0.0058848 | -0.025978 | -0.51386
0.01912 | 6.0067 | -0.27295 | #VALUE! | #VALUE! | #VALUE! | #VALUE! | #VALUE! | #VALUE! | #VALUE! | #VALUE! | #VALUE! | 0.01912 | 6.0067 | -0.27295 | -0.20824 | -0.13081 | -0.010036 | 0.034969 | 0.059995 | 0.042876 | -0.0030131 | -0.023511 | -0.51072
0.01913 | 6.0099 | -0.26993 | #VALUE! | #VALUE! | #VALUE! | #VALUE! | #VALUE! | #VALUE! | #VALUE! | #VALUE! | #VALUE! | 0.01913 | 6.0099 | -0.26993 | -0.2076 | -0.13187 | -0.013468 | 0.032002 | 0.059869 | 0.044334 | -0.00012566 | -0.0209 | -0.50768
0.01914 | 6.013 | -0.2669 | #VALUE! | #VALUE! | #VALUE! | #VALUE! | #VALUE! | #VALUE! | #VALUE! | #VALUE! | #VALUE! | 0.01914 | 6.013 | -0.2669 | -0.20689 | -0.13287 | -0.016883 | 0.028982 | 0.059573 | 0.045635 | 0.0027624 | -0.01816 | -0.50476
0.01915 | 6.0161 | -0.26387 | #VALUE! | #VALUE! | #VALUE! | #VALUE! | #VALUE! | #VALUE! | #VALUE! | #VALUE! | #VALUE! | 0.01915 | 6.0161 | -0.26387 | -0.20614 | -0.13381 | -0.020279 | 0.025913 | 0.059107 | 0.046772 | 0.005636 | -0.015307 | -0.50198
0.01916 | 6.0193 | -0.26084 | #VALUE! | #VALUE! | #VALUE! | #VALUE! | #VALUE! | #VALUE! | #VALUE! | #VALUE! | #VALUE! | 0.01916 | 6.0193 | -0.26084 | -0.20534 | -0.13468 | -0.02365 | 0.022802 | 0.058472 | 0.047743 | 0.0084803 | -0.012361 | -0.49938
0.01917 | 6.0224 | -0.25781 | #VALUE! | #VALUE! | #VALUE! | #VALUE! | #VALUE! | #VALUE! | #VALUE! | #VALUE! | #VALUE! | 0.01917 | 6.0224 | -0.25781 | -0.20449 | -0.13549 | -0.026993 | 0.019652 | 0.05767 | 0.048544 | 0.01128 | -0.0093378 | -0.49697
0.01918 | 6.0256 | -0.25477 | #VALUE! | #VALUE! | #VALUE! | #VALUE! | #VALUE! | #VALUE! | #VALUE! | #VALUE! | #VALUE! | 0.01918 | 6.0256 | -0.25477 | -0.20358 | -0.13623 | -0.030304 | 0.016469 | 0.056704 | 0.049172 | 0.014021 | -0.0062574 | -0.49478
0.01919 | 6.0287 | -0.25173 | #VALUE! | #VALUE! | #VALUE! | #VALUE! | #VALUE! | #VALUE! | #VALUE! | #VALUE! | #VALUE! | 0.01919 | 6.0287 | -0.25173 | -0.20263 | -0.13691 | -0.033578 | 0.013259 | 0.055576 | 0.049625 | 0.016689 | -0.0031384 | -0.49284
0.0192 | 6.0319 | -0.24869 | #VALUE! | #VALUE! | #VALUE! | #VALUE! | #VALUE! | #VALUE! | #VALUE! | #VALUE! | #VALUE! | 0.0192 | 6.0319 | -0.24869 | -0.20162 | -0.13752 | -0.036812 | 0.010027 | 0.05429 | 0.049901 | 0.01927 | -1.9237e-13 | -0.49116
0.01921 | 6.035 | -0.24565 | #VALUE! | #VALUE! | #VALUE! | #VALUE! | #VALUE! | #VALUE! | #VALUE! | #VALUE! | #VALUE! | 0.01921 | 6.035 | -0.24565 | -0.20057 | -0.13806 | -0.040003 | 0.0067777 | 0.052848 | 0.05 | 0.02175 | 0.0031384 | -0.48977
0.01922 | 6.0381 | -0.2426 | #VALUE! | #VALUE! | #VALUE! | #VALUE! | #VALUE! | #VALUE! | #VALUE! | #VALUE! | #VALUE! | 0.01922 | 6.0381 | -0.2426 | -0.19947 | -0.13854 | -0.043146 | 0.0035174 | 0.051257 | 0.04992 | 0.024117 | 0.0062574 | -0.48868
0.01923 | 6.0413 | -0.23955 | #VALUE! | #VALUE! | #VALUE! | #VALUE! | #VALUE! | #VALUE! | #VALUE! | #VALUE! | #VALUE! | 0.01923 | 6.0413 | -0.23955 | -0.19831 | -0.13895 | -0.046237 | 0.00025133 | 0.049519 | 0.049663 | 0.026358 | 0.0093378 | -0.48792
0.01924 | 6.0444 | -0.2365 | #VALUE! | #VALUE! | #VALUE! | #VALUE! | #VALUE! | #VALUE! | #VALUE! | #VALUE! | #VALUE! | 0.01924 | 6.0444 | -0.2365 | -0.19711 | -0.13929 | -0.049273 | -0.0030152 | 0.047639 | 0.049228 | 0.028461 | 0.012361 | -0.4875
0.01925 | 6.0476 | -0.23345 | #VALUE! | #VALUE! | #VALUE! | #VALUE! | #VALUE! | #VALUE! | #VALUE! | #VALUE! | #VALUE! | 0.01925 | 6.0476 | -0.23345 | -0.19586 | -0.13957 | -0.05225 | -0.0062767 | 0.045624 | 0.048618 | 0.030416 | 0.015307 | -0.48744
0.01926 | 6.0507 | -0.23039 | #VALUE! | #VALUE! | #VALUE! | #VALUE! | #VALUE! | #VALUE! | #VALUE! | #VALUE! | #VALUE! | 0.01926 | 6.0507 | -0.23039 | -0.19456 | -0.13978 | -0.055165 | -0.0095278 | 0.043479 | 0.047836 | 0.032212 | 0.01816 | -0.48774
0.01927 | 6.0538 | -0.22733 | #VALUE! | #VALUE! | #VALUE! | #VALUE! | #VALUE! | #VALUE! | #VALUE! | #VALUE! | #VALUE! | 0.01927 | 6.0538 | -0.22733 | -0.19322 | -0.13992 | -0.058013 | -0.012763 | 0.04121 | 0.046882 | 0.03384 | 0.0209 | -0.48841
0.01928 | 6.057 | -0.22427 | #VALUE! | #VALUE! | #VALUE! | #VALUE! | #VALUE! | #VALUE! | #VALUE! | #VALUE! | #VALUE! | 0.01928 | 6.057 | -0.22427 | -0.19182 | -0.13999 | -0.060793 | -0.015977 | 0.038823 | 0.045762 | 0.035292 | 0.023511 | -0.48946
0.01929 | 6.0601 | -0.22121 | #VALUE! | #VALUE! | #VALUE! | #VALUE! | #VALUE! | #VALUE! | #VALUE! | #VALUE! | #VALUE! | 0.01929 | 6.0601 | -0.22121 | -0.19038 | -0.13999 | -0.0635 | -0.019164 | 0.036326 | 0.044479 | 0.036559 | 0.025978 | -0.49091
0.0193 | 6.0633 | -0.21814 | #VALUE! | #VALUE! | #VALUE! | #VALUE! | #VALUE! | #VALUE! | #VALUE! | #VALUE! | #VALUE! | 0.0193 | 6.0633 | -0.21814 | -0.18889 | -0.13993 | -0.066131 | -0.022319 | 0.033725 | 0.043037 | 0.037635 | 0.028284 | -0.49274
0.01931 | 6.0664 | -0.21508 | #VALUE! | #VALUE! | #VALUE! | #VALUE! | #VALUE! | #VALUE! | #VALUE! | #VALUE! | #VALUE! | 0.01931 | 6.0664 | -0.21508 | -0.18736 | -0.1398 | -0.068683 | -0.025437 | 0.031028 | 0.041442 | 0.038515 | 0.030416 | -0.49495
0.01932 | 6.0696 | -0.21201 | #VALUE! | #VALUE! | #VALUE! | #VALUE! | #VALUE! | #VALUE! | #VALUE! | #VALUE! | #VALUE! | 0.01932 | 6.0696 | -0.21201 | -0.18578 | -0.1396 | -0.071154 | -0.028513 | 0.028242 | 0.0397 | 0.039194 | 0.032361 | -0.49756
0.01933 | 6.0727 | -0.20894 | #VALUE! | #VALUE! | #VALUE! | #VALUE! | #VALUE! | #VALUE! | #VALUE! | #VALUE! | #VALUE! | 0.01933 | 6.0727 | -0.20894 | -0.18415 | -0.13934 | -0.073539 | -0.031541 | 0.025376 | 0.037816 | 0.039669 | 0.034106 | -0.50054
0.01934 | 6.0758 | -0.20586 | #VALUE! | #VALUE! | #VALUE! | #VALUE! | #VALUE! | #VALUE! | #VALUE! | #VALUE! | #VALUE! | 0.01934 | 6.0758 | -0.20586 | -0.18248 | -0.139 | -0.075836 | -0.034516 | 0.022438 | 0.035797 | 0.039936 | 0.03564 | -0.50389
0.01935 | 6.079 | -0.20279 | #VALUE! | #VALUE! | #VALUE! | #VALUE! | #VALUE! | #VALUE! | #VALUE! | #VALUE! | #VALUE! | 0.01935 | 6.079 | -0.20279 | -0.18076 | -0.1386 | -0.078043 | -0.037434 | 0.019435 | 0.033651 | 0.039995 | 0.036955 | -0.50759
0.01936 | 6.0821 | -0.19971 | #VALUE! | #VALUE! | #VALUE! | #VALUE! | #VALUE! | #VALUE! | #VALUE! | #VALUE! | #VALUE! | 0.01936 | 6.0821 | -0.19971 | -0.179 | -0.13814 | -0.080157 | -0.04029 | 0.016377 | 0.031385 | 0.039845 | 0.038042 | -0.51164
0.01937 | 6.0853 | -0.19663 | #VALUE! | #VALUE! | #VALUE! | #VALUE! | #VALUE! | #VALUE! | #VALUE! | #VALUE! | #VALUE! | 0.01937 | 6.0853 | -0.19663 | -0.17719 | -0.1376 | -0.082175 | -0.043078 | 0.013272 | 0.029007 | 0.039488 | 0.038895 | -0.51601
0.01938 | 6.0884 | -0.19355 | #VALUE! | #VALUE! | #VALUE! | #VALUE! | #VALUE! | #VALUE! | #VALUE! | #VALUE! | #VALUE! | 0.01938 | 6.0884 | -0.19355 | -0.17534 | -0.137 | -0.084094 | -0.045795 | 0.01013 | 0.026526 | 0.038924 | 0.039508 | -0.52069
0.01939 | 6.0915 | -0.19047 | #VALUE! | #VALUE! | #VALUE! | #VALUE! | #VALUE! | #VALUE! | #VALUE! | #VALUE! | #VALUE! | 0.01939 | 6.0915 | -0.19047 | -0.17345 | -0.13633 | -0.085914 | -0.048435 | 0.0069586 | 0.02395 | 0.038157 | 0.039877 | -0.52565
0.0194 | 6.0947 | -0.18738 | #VALUE! | #VALUE! | #VALUE! | #VALUE! | #VALUE! | #VALUE! | #VALUE! | #VALUE! | #VALUE! | 0.0194 | 6.0947 | -0.18738 | -0.17151 | -0.1356 | -0.087631 | -0.050994 | 0.0037674 | 0.021289 | 0.037191 | 0.04 | -0.53087
0.01941 | 6.0978 | -0.18429 | #VALUE! | #VALUE! | #VALUE! | #VALUE! | #VALUE! | #VALUE! | #VALUE! | #VALUE! | #VALUE! | 0.01941 | 6.0978 | -0.18429 | -0.16953 | -0.1348 | -0.089243 | -0.053468 | 0.00056548 | 0.018552 | 0.036031 | 0.039877 | -0.53632
0.01942 | 6.101 | -0.18121 | #VALUE! | #VALUE! | #VALUE! | #VALUE! | #VALUE! | #VALUE! | #VALUE! | #VALUE! | #VALUE! | 0.01942 | 6.101 | -0.18121 | -0.16751 | -0.13394 | -0.090748 | -0.055853 | -0.0026381 | 0.015749 | 0.034683 | 0.039508 | -0.54196
0.01943 | 6.1041 | -0.17812 | #VALUE! | #VALUE! | #VALUE! | #VALUE! | #VALUE! | #VALUE! | #VALUE! | #VALUE! | #VALUE! | 0.01943 | 6.1041 | -0.17812 | -0.16545 | -0.13301 | -0.092146 | -0.058145 | -0.0058341 | 0.01289 | 0.033154 | 0.038895 | -0.54776
0.01944 | 6.1073 | -0.17502 | #VALUE! | #VALUE! | #VALUE! | #VALUE! | #VALUE! | #VALUE! | #VALUE! | #VALUE! | #VALUE! | 0.01944 | 6.1073 | -0.17502 | -0.16335 | -0.13202 | -0.093433 | -0.06034 | -0.0090135 | 0.0099855 | 0.031452 | 0.038042 | -0.5537
0.01945 | 6.1104 | -0.17193 | #VALUE! | #VALUE! | #VALUE! | #VALUE! | #VALUE! | #VALUE! | #VALUE! | #VALUE! | #VALUE! | 0.01945 | 6.1104 | -0.17193 | -0.16121 | -0.13096 | -0.094609 | -0.062434 | -0.012167 | 0.0070451 | 0.029585 | 0.036955 | -0.55972
0.01946 | 6.1135 | -0.16883 | #VALUE! | #VALUE! | #VALUE! | #VALUE! | #VALUE! | #VALUE! | #VALUE! | #VALUE! | #VALUE! | 0.01946 | 6.1135 | -0.16883 | -0.15902 | -0.12984 | -0.095671 | -0.064425 | -0.015286 | 0.0040795 | 0.027565 | 0.03564 | -0.5658
0.01947 | 6.1167 | -0.16574 | #VALUE! | #VALUE! | #VALUE! | #VALUE! | #VALUE! | #VALUE! | #VALUE! | #VALUE! | #VALUE! | 0.01947 | 6.1167 | -0.16574 | -0.1568 | -0.12866 | -0.09662 | -0.066307 | -0.018362 | 0.0010995 | 0.0254 | 0.034106 | -0.57188
0.01948 | 6.1198 | -0.16264 | #VALUE! | #VALUE! | #VALUE! | #VALUE! | #VALUE! | #VALUE! | #VALUE! | #VALUE! | #VALUE! | 0.01948 | 6.1198 | -0.16264 | -0.15454 | -0.12741 | -0.097453 | -0.06808 | -0.021385 | -0.0018845 | 0.023103 | 0.032361 | -0.57793
0.01949 | 6.123 | -0.15954 | #VALUE! | #VALUE! | #VALUE! | #VALUE! | #VALUE! | #VALUE! | #VALUE! | #VALUE! | #VALUE! | 0.01949 | 6.123 | -0.15954 | -0.15224 | -0.12611 | -0.098169 | -0.069738 | -0.024347 | -0.0048618 | 0.020685 | 0.030416 | -0.5839
0.0195 | 6.1261 | -0.15643 | #VALUE! | #VALUE! | #VALUE! | #VALUE! | #VALUE! | #VALUE! | #VALUE! | #VALUE! | #VALUE! | 0.0195 | 6.1261 | -0.15643 | -0.14991 | -0.12474 | -0.098769 | -0.071281 | -0.027239 | -0.0078217 | 0.01816 | 0.028284 | -0.58975
0.01951 | 6.1292 | -0.15333 | #VALUE! | #VALUE! | #VALUE! | #VALUE! | #VALUE! | #VALUE! | #VALUE! | #VALUE! | #VALUE! | 0.01951 | 6.1292 | -0.15333 | -0.14753 | -0.12331 | -0.09925 | -0.072704 | -0.030054 | -0.010754 | 0.015539 | 0.025978 | -0.59542
0.01952 | 6.1324 | -0.15023 | #VALUE! | #VALUE! | #VALUE! | #VALUE! | #VALUE! | #VALUE! | #VALUE! | #VALUE! | #VALUE! | 0.01952 | 6.1324 | -0.15023 | -0.14512 | -0.12183 | -0.099613 | -0.074006 | -0.032784 | -0.013648 | 0.012838 | 0.023511 | -0.60088
0.01953 | 6.1355 | -0.14712 | #VALUE! | #VALUE! | #VALUE! | #VALUE! | #VALUE! | #VALUE! | #VALUE! | #VALUE! | #VALUE! | 0.01953 | 6.1355 | -0.14712 | -0.14268 | -0.12028 | -0.099857 | -0.075185 | -0.035419 | -0.016493 | 0.010069 | 0.0209 | -0.60606
0.01954 | 6.1387 | -0.14401 | #VALUE! | #VALUE! | #VALUE! | #VALUE! | #VALUE! | #VALUE! | #VALUE! | #VALUE! | #VALUE! | 0.01954 | 6.1387 | -0.14401 | -0.1402 | -0.11867 | -0.099982 | -0.076238 | -0.037954 | -0.019279 | 0.0072482 | 0.01816 | -0.61093
0.01955 | 6.1418 | -0.1409 | #VALUE! | #VALUE! | #VALUE! | #VALUE! | #VALUE! | #VALUE! | #VALUE! | #VALUE! | #VALUE! | 0.01955 | 6.1418 | -0.1409 | -0.13768 | -0.11701 | -0.099988 | -0.077165 | -0.040381 | -0.021997 | 0.0043894 | 0.015307 | -0.61543
0.01956 | 6.145 | -0.13779 | #VALUE! | #VALUE! | #VALUE! | #VALUE! | #VALUE! | #VALUE! | #VALUE! | #VALUE! | #VALUE! | 0.01956 | 6.145 | -0.13779 | -0.13513 | -0.11529 | -0.099874 | -0.077962 | -0.042692 | -0.024636 | 0.0015076 | 0.012361 | -0.61951
0.01957 | 6.1481 | -0.13468 | #VALUE! | #VALUE! | #VALUE! | #VALUE! | #VALUE! | #VALUE! | #VALUE! | #VALUE! | #VALUE! | 0.01957 | 6.1481 | -0.13468 | -0.13255 | -0.11352 | -0.09964 | -0.07863 | -0.044882 | -0.027188 | -0.001382 | 0.0093378 | -0.62313
0.01958 | 6.1512 | -0.13156 | #VALUE! | #VALUE! | #VALUE! | #VALUE! | #VALUE! | #VALUE! | #VALUE! | #VALUE! | #VALUE! | 0.01958 | 6.1512 | -0.13156 | -0.12994 | -0.11169 | -0.099288 | -0.079166 | -0.046943 | -0.029643 | -0.0042644 | 0.0062574 | -0.62624
0.01959 | 6.1544 | -0.12845 | #VALUE! | #VALUE! | #VALUE! | #VALUE! | #VALUE! | #VALUE! | #VALUE! | #VALUE! | #VALUE! | 0.01959 | 6.1544 | -0.12845 | -0.12729 | -0.10981 | -0.098817 | -0.07957 | -0.048871 | -0.031992 | -0.0071246 | 0.0031384 | -0.62878
0.0196 | 6.1575 | -0.12533 | #VALUE! | #VALUE! | #VALUE! | #VALUE! | #VALUE! | #VALUE! | #VALUE! | #VALUE! | #VALUE! | 0.0196 | 6.1575 | -0.12533 | -0.12461 | -0.10787 | -0.098229 | -0.079842 | -0.05066 | -0.034227 | -0.0099476 | 1.9734e-13 | -0.63072
0.01961 | 6.1607 | -0.12222 | #VALUE! | #VALUE! | #VALUE! | #VALUE! | #VALUE! | #VALUE! | #VALUE! | #VALUE! | #VALUE! | 0.01961 | 6.1607 | -0.12222 | -0.1219 | -0.10588 | -0.097523 | -0.079981 | -0.052304 | -0.036341 | -0.012719 | -0.0031384 | -0.63201
0.01962 | 6.1638 | -0.1191 | #VALUE! | #VALUE! | #VALUE! | #VALUE! | #VALUE! | #VALUE! | #VALUE! | #VALUE! | #VALUE! | 0.01962 | 6.1638 | -0.1191 | -0.11916 | -0.10384 | -0.0967 | -0.079986 | -0.053798 | -0.038325 | -0.015423 | -0.0062574 | -0.63259
0.01963 | 6.1669 | -0.11598 | #VALUE! | #VALUE! | #VALUE! | #VALUE! | #VALUE! | #VALUE! | #VALUE! | #VALUE! | #VALUE! | 0.01963 | 6.1669 | -0.11598 | -0.11639 | -0.10175 | -0.095762 | -0.079858 | -0.05514 | -0.040172 | -0.018048 | -0.0093378 | -0.63244
0.01964 | 6.1701 | -0.11286 | #VALUE! | #VALUE! | #VALUE! | #VALUE! | #VALUE! | #VALUE! | #VALUE! | #VALUE! | #VALUE! | 0.01964 | 6.1701 | -0.11286 | -0.1136 | -0.099615 | -0.09471 | -0.079596 | -0.056324 | -0.041876 | -0.020578 | -0.012361 | -0.63151
0.01965 | 6.1732 | -0.10973 | #VALUE! | #VALUE! | #VALUE! | #VALUE! | #VALUE! | #VALUE! | #VALUE! | #VALUE! | #VALUE! | 0.01965 | 6.1732 | -0.10973 | -0.11077 | -0.097428 | -0.093544 | -0.079202 | -0.057348 | -0.043432 | -0.023 | -0.015307 | -0.62976
0.01966 | 6.1764 | -0.10661 | #VALUE! | #VALUE! | #VALUE! | #VALUE! | #VALUE! | #VALUE! | #VALUE! | #VALUE! | #VALUE! | 0.01966 | 6.1764 | -0.10661 | -0.10792 | -0.095193 | -0.092267 | -0.078676 | -0.058208 | -0.044832 | -0.025303 | -0.01816 | -0.62717
0.01967 | 6.1795 | -0.10349 | #VALUE! | #VALUE! | #VALUE! | #VALUE! | #VALUE! | #VALUE! | #VALUE! | #VALUE! | #VALUE! | 0.01967 | 6.1795 | -0.10349 | -0.10504 | -0.092913 | -0.09088 | -0.078018 | -0.058902 | -0.046073 | -0.027473 | -0.0209 | -0.62368
0.01968 | 6.1827 | -0.10036 | #VALUE! | #VALUE! | #VALUE! | #VALUE! | #VALUE! | #VALUE! | #VALUE! | #VALUE! | #VALUE! | 0.01968 | 6.1827 | -0.10036 | -0.10213 | -0.090588 | -0.089384 | -0.077231 | -0.059428 | -0.04715 | -0.029501 | -0.023511 | -0.61929
0.01969 | 6.1858 | -0.097235 | #VALUE! | #VALUE! | #VALUE! | #VALUE! | #VALUE! | #VALUE! | #VALUE! | #VALUE! | #VALUE! | 0.01969 | 6.1858 | -0.097235 | -0.099201 | -0.088219 | -0.087782 | -0.076314 | -0.059784 | -0.048058 | -0.031374 | -0.025978 | -0.61395
0.0197 | 6.1889 | -0.094108 | #VALUE! | #VALUE! | #VALUE! | #VALUE! | #VALUE! | #VALUE! | #VALUE! | #VALUE! | #VALUE! | 0.0197 | 6.1889 | -0.094108 | -0.096246 | -0.085807 | -0.086074 | -0.07527 | -0.05997 | -0.048796 | -0.033083 | -0.028284 | -0.60764
0.01971 | 6.1921 | -0.09098 | #VALUE! | #VALUE! | #VALUE! | #VALUE! | #VALUE! | #VALUE! | #VALUE! | #VALUE! | #VALUE! | 0.01971 | 6.1921 | -0.09098 | -0.093267 | -0.083354 | -0.084264 | -0.074101 | -0.059985 | -0.04936 | -0.03462 | -0.030416 | -0.60035
0.01972 | 6.1952 | -0.087851 | #VALUE! | #VALUE! | #VALUE! | #VALUE! | #VALUE! | #VALUE! | #VALUE! | #VALUE! | #VALUE! | 0.01972 | 6.1952 | -0.087851 | -0.090265 | -0.08086 | -0.082353 | -0.072808 | -0.05983 | -0.049748 | -0.035976 | -0.032361 | -0.59205
0.01973 | 6.1984 | -0.084721 | #VALUE! | #VALUE! | #VALUE! | #VALUE! | #VALUE! | #VALUE! | #VALUE! | #VALUE! | #VALUE! | 0.01973 | 6.1984 | -0.084721 | -0.087241 | -0.078328 | -0.080344 | -0.071394 | -0.059503 | -0.049958 | -0.037145 | -0.034106 | -0.58274
0.01974 | 6.2015 | -0.081591 | #VALUE! | #VALUE! | #VALUE! | #VALUE! | #VALUE! | #VALUE! | #VALUE! | #VALUE! | #VALUE! | 0.01974 | 6.2015 | -0.081591 | -0.084195 | -0.075757 | -0.078239 | -0.069861 | -0.059007 | -0.049991 | -0.038119 | -0.03564 | -0.5724
0.01975 | 6.2046 | -0.078459 | #VALUE! | #VALUE! | #VALUE! | #VALUE! | #VALUE! | #VALUE! | #VALUE! | #VALUE! | #VALUE! | 0.01975 | 6.2046 | -0.078459 | -0.081129 | -0.07315 | -0.076041 | -0.068211 | -0.058342 | -0.049846 | -0.038895 | -0.036955 | -0.56103
0.01976 | 6.2078 | -0.075327 | #VALUE! | #VALUE! | #VALUE! | #VALUE! | #VALUE! | #VALUE! | #VALUE! | #VALUE! | #VALUE! | 0.01976 | 6.2078 | -0.075327 | -0.078042 | -0.070507 | -0.073751 | -0.066448 | -0.057511 | -0.049523 | -0.039467 | -0.038042 | -0.54862
0.01977 | 6.2109 | -0.072194 | #VALUE! | #VALUE! | #VALUE! | #VALUE! | #VALUE! | #VALUE! | #VALUE! | #VALUE! | #VALUE! | 0.01977 | 6.2109 | -0.072194 | -0.074937 | -0.067831 | -0.071374 | -0.064573 | -0.056516 | -0.049024 | -0.039834 | -0.038895 | -0.53518
0.01978 | 6.2141 | -0.06906 | #VALUE! | #VALUE! | #VALUE! | #VALUE! | #VALUE! | #VALUE! | #VALUE! | #VALUE! | #VALUE! | 0.01978 | 6.2141 | -0.06906 | -0.071812 | -0.065121 | -0.068911 | -0.062591 | -0.05536 | -0.04835 | -0.039993 | -0.039508 | -0.52071
0.01979 | 6.2172 | -0.065926 | #VALUE! | #VALUE! | #VALUE! | #VALUE! | #VALUE! | #VALUE! | #VALUE! | #VALUE! | #VALUE! | 0.01979 | 6.2172 | -0.065926 | -0.06867 | -0.06238 | -0.066367 | -0.060505 | -0.054046 | -0.047504 | -0.039943 | -0.039877 | -0.50522
0.0198 | 6.2204 | -0.062791 | #VALUE! | #VALUE! | #VALUE! | #VALUE! | #VALUE! | #VALUE! | #VALUE! | #VALUE! | #VALUE! | 0.0198 | 6.2204 | -0.062791 | -0.065512 | -0.059609 | -0.063742 | -0.058317 | -0.052578 | -0.046489 | -0.039685 | -0.04 | -0.48872
0.01981 | 6.2235 | -0.059655 | #VALUE! | #VALUE! | #VALUE! | #VALUE! | #VALUE! | #VALUE! | #VALUE! | #VALUE! | #VALUE! | 0.01981 | 6.2235 | -0.059655 | -0.062337 | -0.056809 | -0.061042 | -0.056033 | -0.05096 | -0.045308 | -0.039219 | -0.039877 | -0.47124
0.01982 | 6.2266 | -0.056519 | #VALUE! | #VALUE! | #VALUE! | #VALUE! | #VALUE! | #VALUE! | #VALUE! | #VALUE! | #VALUE! | 0.01982 | 6.2266 | -0.056519 | -0.059146 | -0.053982 | -0.058269 | -0.053655 | -0.049197 | -0.043966 | -0.038549 | -0.039508 | -0.45279
0.01983 | 6.2298 | -0.053382 | #VALUE! | #VALUE! | #VALUE! | #VALUE! | #VALUE! | #VALUE! | #VALUE! | #VALUE! | #VALUE! | 0.01983 | 6.2298 | -0.053382 | -0.055941 | -0.051128 | -0.055426 | -0.051187 | -0.047294 | -0.042467 | -0.037678 | -0.038895 | -0.4334
0.01984 | 6.2329 | -0.050244 | #VALUE! | #VALUE! | #VALUE! | #VALUE! | #VALUE! | #VALUE! | #VALUE! | #VALUE! | #VALUE! | 0.01984 | 6.2329 | -0.050244 | -0.052722 | -0.04825 | -0.052517 | -0.048634 | -0.045255 | -0.040817 | -0.03661 | -0.038042 | -0.41309
0.01985 | 6.2361 | -0.047106 | #VALUE! | #VALUE! | #VALUE! | #VALUE! | #VALUE! | #VALUE! | #VALUE! | #VALUE! | #VALUE! | 0.01985 | 6.2361 | -0.047106 | -0.04949 | -0.045348 | -0.049546 | -0.046 | -0.043088 | -0.039022 | -0.035351 | -0.036955 | -0.39191
0.01986 | 6.2392 | -0.043968 | #VALUE! | #VALUE! | #VALUE! | #VALUE! | #VALUE! | #VALUE! | #VALUE! | #VALUE! | #VALUE! | 0.01986 | 6.2392 | -0.043968 | -0.046246 | -0.042425 | -0.046515 | -0.04329 | -0.040797 | -0.037087 | -0.033907 | -0.03564 | -0.36988
0.01987 | 6.2423 | -0.040829 | #VALUE! | #VALUE! | #VALUE! | #VALUE! | #VALUE! | #VALUE! | #VALUE! | #VALUE! | #VALUE! | 0.01987 | 6.2423 | -0.040829 | -0.042991 | -0.039481 | -0.043429 | -0.040507 | -0.03839 | -0.035021 | -0.032287 | -0.034106 | -0.34704
0.01988 | 6.2455 | -0.03769 | #VALUE! | #VALUE! | #VALUE! | #VALUE! | #VALUE! | #VALUE! | #VALUE! | #VALUE! | #VALUE! | 0.01988 | 6.2455 | -0.03769 | -0.039725 | -0.036518 | -0.040291 | -0.037656 | -0.035874 | -0.032829 | -0.030498 | -0.032361 | -0.32344
0.01989 | 6.2486 | -0.034551 | #VALUE! | #VALUE! | #VALUE! | #VALUE! | #VALUE! | #VALUE! | #VALUE! | #VALUE! | #VALUE! | 0.01989 | 6.2486 | -0.034551 | -0.036449 | -0.033537 | -0.037104 | -0.034743 | -0.033256 | -0.030521 | -0.02855 | -0.030416 | -0.29913
0.0199 | 6.2518 | -0.031411 | #VALUE! | #VALUE! | #VALUE! | #VALUE! | #VALUE! | #VALUE! | #VALUE! | #VALUE! | #VALUE! | 0.0199 | 6.2518 | -0.031411 | -0.033164 | -0.03054 | -0.033874 | -0.031772 | -0.030542 | -0.028104 | -0.026452 | -0.028284 | -0.27414
0.01991 | 6.2549 | -0.028271 | #VALUE! | #VALUE! | #VALUE! | #VALUE! | #VALUE! | #VALUE! | #VALUE! | #VALUE! | #VALUE! | 0.01991 | 6.2549 | -0.028271 | -0.029871 | -0.027528 | -0.030603 | -0.028748 | -0.027742 | -0.025587 | -0.024217 | -0.025978 | -0.24854
0.01992 | 6.2581 | -0.02513 | #VALUE! | #VALUE! | #VALUE! | #VALUE! | #VALUE! | #VALUE! | #VALUE! | #VALUE! | #VALUE! | 0.01992 | 6.2581 | -0.02513 | -0.026571 | -0.024503 | -0.027295 | -0.025675 | -0.024863 | -0.022979 | -0.021856 | -0.023511 | -0.22238
0.01993 | 6.2612 | -0.021989 | #VALUE! | #VALUE! | #VALUE! | #VALUE! | #VALUE! | #VALUE! | #VALUE! | #VALUE! | #VALUE! | 0.01993 | 6.2612 | -0.021989 | -0.023264 | -0.021466 | -0.023955 | -0.022561 | -0.021912 | -0.020289 | -0.01938 | -0.0209 | -0.19572
0.01994 | 6.2643 | -0.018848 | #VALUE! | #VALUE! | #VALUE! | #VALUE! | #VALUE! | #VALUE! | #VALUE! | #VALUE! | #VALUE! | 0.01994 | 6.2643 | -0.018848 | -0.019951 | -0.018419 | -0.020586 | -0.019408 | -0.018899 | -0.017527 | -0.016803 | -0.01816 | -0.1686
0.01995 | 6.2675 | -0.015707 | #VALUE! | #VALUE! | #VALUE! | #VALUE! | #VALUE! | #VALUE! | #VALUE! | #VALUE! | #VALUE! | 0.01995 | 6.2675 | -0.015707 | -0.016633 | -0.015363 | -0.017193 | -0.016223 | -0.015832 | -0.014702 | -0.014139 | -0.015307 | -0.1411
0.01996 | 6.2706 | -0.012566 | #VALUE! | #VALUE! | #VALUE! | #VALUE! | #VALUE! | #VALUE! | #VALUE! | #VALUE! | #VALUE! | 0.01996 | 6.2706 | -0.012566 | -0.013312 | -0.012299 | -0.013779 | -0.013011 | -0.01272 | -0.011825 | -0.011401 | -0.012361 | -0.11327
0.01997 | 6.2738 | -0.0094246 | #VALUE! | #VALUE! | #VALUE! | #VALUE! | #VALUE! | #VALUE! | #VALUE! | #VALUE! | #VALUE! | 0.01997 | 6.2738 | -0.0094246 | -0.0099866 | -0.0092296 | -0.010349 | -0.0097773 | -0.0095722 | -0.0089058 | -0.008603 | -0.0093378 | -0.085186
0.01998 | 6.2769 | -0.0062831 | #VALUE! | #VALUE! | #VALUE! | #VALUE! | #VALUE! | #VALUE! | #VALUE! | #VALUE! | #VALUE! | 0.01998 | 6.2769 | -0.0062831 | -0.0066591 | -0.0061555 | -0.006906 | -0.0065272 | -0.0063967 | -0.0059549 | -0.0057604 | -0.0062574 | -0.0569
0.01999 | 6.28 | -0.0031416 | #VALUE! | #VALUE! | #VALUE! | #VALUE! | #VALUE! | #VALUE! | #VALUE! | #VALUE! | #VALUE! | 0.01999 | 6.28 | -0.0031416 | -0.00333 | -0.0030785 | -0.0034551 | -0.0032663 | -0.0032029 | -0.0029827 | -0.0028878 | -0.0031384 | -0.028483
0.02 | 6.2832 | -2.0275e-13 | #VALUE! | #VALUE! | #VALUE! | #VALUE! | #VALUE! | #VALUE! | #VALUE! | #VALUE! | #VALUE! | 0.02 | 6.2832 | -2.0275e-13 | -2.1491e-13 | -1.982e-13 | -2.2267e-13 | -2.1114e-13 | -2.0702e-13 | -1.9243e-13 | -1.8696e-13 | -2.0232e-13 | -1.8384e-12
0.02001 | 6.2863 | 0.0031416 | #VALUE! | #VALUE! | #VALUE! | #VALUE! | #VALUE! | #VALUE! | #VALUE! | #VALUE! | #VALUE! | 0.02001 | 6.2863 | 0.0031416 | 0.00333 | 0.0030785 | 0.0034551 | 0.0032663 | 0.0032029 | 0.0029827 | 0.0028878 | 0.0031384 | 0.028483
0.02002 | 6.2895 | 0.0062831 | #VALUE! | #VALUE! | #VALUE! | #VALUE! | #VALUE! | #VALUE! | #VALUE! | #VALUE! | #VALUE! | 0.02002 | 6.2895 | 0.0062831 | 0.0066591 | 0.0061555 | 0.006906 | 0.0065272 | 0.0063967 | 0.0059549 | 0.0057604 | 0.0062574 | 0.0569
0.02003 | 6.2926 | 0.0094246 | #VALUE! | #VALUE! | #VALUE! | #VALUE! | #VALUE! | #VALUE! | #VALUE! | #VALUE! | #VALUE! | 0.02003 | 6.2926 | 0.0094246 | 0.0099866 | 0.0092296 | 0.010349 | 0.0097773 | 0.0095722 | 0.0089058 | 0.008603 | 0.0093378 | 0.085186
0.02004 | 6.2958 | 0.012566 | #VALUE! | #VALUE! | #VALUE! | #VALUE! | #VALUE! | #VALUE! | #VALUE! | #VALUE! | #VALUE! | 0.02004 | 6.2958 | 0.012566 | 0.013312 | 0.012299 | 0.013779 | 0.013011 | 0.01272 | 0.011825 | 0.011401 | 0.012361 | 0.11327
0.02005 | 6.2989 | 0.015707 | #VALUE! | #VALUE! | #VALUE! | #VALUE! | #VALUE! | #VALUE! | #VALUE! | #VALUE! | #VALUE! | 0.02005 | 6.2989 | 0.015707 | 0.016633 | 0.015363 | 0.017193 | 0.016223 | 0.015832 | 0.014702 | 0.014139 | 0.015307 | 0.1411
0.02006 | 6.302 | 0.018848 | #VALUE! | #VALUE! | #VALUE! | #VALUE! | #VALUE! | #VALUE! | #VALUE! | #VALUE! | #VALUE! | 0.02006 | 6.302 | 0.018848 | 0.019951 | 0.018419 | 0.020586 | 0.019408 | 0.018899 | 0.017527 | 0.016803 | 0.01816 | 0.1686
0.02007 | 6.3052 | 0.021989 | #VALUE! | #VALUE! | #VALUE! | #VALUE! | #VALUE! | #VALUE! | #VALUE! | #VALUE! | #VALUE! | 0.02007 | 6.3052 | 0.021989 | 0.023264 | 0.021466 | 0.023955 | 0.022561 | 0.021912 | 0.020289 | 0.01938 | 0.0209 | 0.19572
0.02008 | 6.3083 | 0.02513 | #VALUE! | #VALUE! | #VALUE! | #VALUE! | #VALUE! | #VALUE! | #VALUE! | #VALUE! | #VALUE! | 0.02008 | 6.3083 | 0.02513 | 0.026571 | 0.024503 | 0.027295 | 0.025675 | 0.024863 | 0.022979 | 0.021856 | 0.023511 | 0.22238
0.02009 | 6.3115 | 0.028271 | #VALUE! | #VALUE! | #VALUE! | #VALUE! | #VALUE! | #VALUE! | #VALUE! | #VALUE! | #VALUE! | 0.02009 | 6.3115 | 0.028271 | 0.029871 | 0.027528 | 0.030603 | 0.028748 | 0.027742 | 0.025587 | 0.024217 | 0.025978 | 0.24854
0.0201 | 6.3146 | 0.031411 | #VALUE! | #VALUE! | #VALUE! | #VALUE! | #VALUE! | #VALUE! | #VALUE! | #VALUE! | #VALUE! | 0.0201 | 6.3146 | 0.031411 | 0.033164 | 0.03054 | 0.033874 | 0.031772 | 0.030542 | 0.028104 | 0.026452 | 0.028284 | 0.27414
0.02011 | 6.3177 | 0.034551 | #VALUE! | #VALUE! | #VALUE! | #VALUE! | #VALUE! | #VALUE! | #VALUE! | #VALUE! | #VALUE! | 0.02011 | 6.3177 | 0.034551 | 0.036449 | 0.033537 | 0.037104 | 0.034743 | 0.033256 | 0.030521 | 0.02855 | 0.030416 | 0.29913
0.02012 | 6.3209 | 0.03769 | #VALUE! | #VALUE! | #VALUE! | #VALUE! | #VALUE! | #VALUE! | #VALUE! | #VALUE! | #VALUE! | 0.02012 | 6.3209 | 0.03769 | 0.039725 | 0.036518 | 0.040291 | 0.037656 | 0.035874 | 0.032829 | 0.030498 | 0.032361 | 0.32344
0.02013 | 6.324 | 0.040829 | #VALUE! | #VALUE! | #VALUE! | #VALUE! | #VALUE! | #VALUE! | #VALUE! | #VALUE! | #VALUE! | 0.02013 | 6.324 | 0.040829 | 0.042991 | 0.039481 | 0.043429 | 0.040507 | 0.03839 | 0.035021 | 0.032287 | 0.034106 | 0.34704
0.02014 | 6.3272 | 0.043968 | #VALUE! | #VALUE! | #VALUE! | #VALUE! | #VALUE! | #VALUE! | #VALUE! | #VALUE! | #VALUE! | 0.02014 | 6.3272 | 0.043968 | 0.046246 | 0.042425 | 0.046515 | 0.04329 | 0.040797 | 0.037087 | 0.033907 | 0.03564 | 0.36988
0.02015 | 6.3303 | 0.047106 | #VALUE! | #VALUE! | #VALUE! | #VALUE! | #VALUE! | #VALUE! | #VALUE! | #VALUE! | #VALUE! | 0.02015 | 6.3303 | 0.047106 | 0.04949 | 0.045348 | 0.049546 | 0.046 | 0.043088 | 0.039022 | 0.035351 | 0.036955 | 0.39191
0.02016 | 6.3335 | 0.050244 | #VALUE! | #VALUE! | #VALUE! | #VALUE! | #VALUE! | #VALUE! | #VALUE! | #VALUE! | #VALUE! | 0.02016 | 6.3335 | 0.050244 | 0.052722 | 0.04825 | 0.052517 | 0.048634 | 0.045255 | 0.040817 | 0.03661 | 0.038042 | 0.41309
0.02017 | 6.3366 | 0.053382 | #VALUE! | #VALUE! | #VALUE! | #VALUE! | #VALUE! | #VALUE! | #VALUE! | #VALUE! | #VALUE! | 0.02017 | 6.3366 | 0.053382 | 0.055941 | 0.051128 | 0.055426 | 0.051187 | 0.047294 | 0.042467 | 0.037678 | 0.038895 | 0.4334
0.02018 | 6.3397 | 0.056519 | #VALUE! | #VALUE! | #VALUE! | #VALUE! | #VALUE! | #VALUE! | #VALUE! | #VALUE! | #VALUE! | 0.02018 | 6.3397 | 0.056519 | 0.059146 | 0.053982 | 0.058269 | 0.053655 | 0.049197 | 0.043966 | 0.038549 | 0.039508 | 0.45279
0.02019 | 6.3429 | 0.059655 | #VALUE! | #VALUE! | #VALUE! | #VALUE! | #VALUE! | #VALUE! | #VALUE! | #VALUE! | #VALUE! | 0.02019 | 6.3429 | 0.059655 | 0.062337 | 0.056809 | 0.061042 | 0.056033 | 0.05096 | 0.045308 | 0.039219 | 0.039877 | 0.47124
0.0202 | 6.346 | 0.062791 | #VALUE! | #VALUE! | #VALUE! | #VALUE! | #VALUE! | #VALUE! | #VALUE! | #VALUE! | #VALUE! | 0.0202 | 6.346 | 0.062791 | 0.065512 | 0.059609 | 0.063742 | 0.058317 | 0.052578 | 0.046489 | 0.039685 | 0.04 | 0.48872
0.02021 | 6.3492 | 0.065926 | #VALUE! | #VALUE! | #VALUE! | #VALUE! | #VALUE! | #VALUE! | #VALUE! | #VALUE! | #VALUE! | 0.02021 | 6.3492 | 0.065926 | 0.06867 | 0.06238 | 0.066367 | 0.060505 | 0.054046 | 0.047504 | 0.039943 | 0.039877 | 0.50522
0.02022 | 6.3523 | 0.06906 | #VALUE! | #VALUE! | #VALUE! | #VALUE! | #VALUE! | #VALUE! | #VALUE! | #VALUE! | #VALUE! | 0.02022 | 6.3523 | 0.06906 | 0.071812 | 0.065121 | 0.068911 | 0.062591 | 0.05536 | 0.04835 | 0.039993 | 0.039508 | 0.52071
0.02023 | 6.3554 | 0.072194 | #VALUE! | #VALUE! | #VALUE! | #VALUE! | #VALUE! | #VALUE! | #VALUE! | #VALUE! | #VALUE! | 0.02023 | 6.3554 | 0.072194 | 0.074937 | 0.067831 | 0.071374 | 0.064573 | 0.056516 | 0.049024 | 0.039834 | 0.038895 | 0.53518
0.02024 | 6.3586 | 0.075327 | #VALUE! | #VALUE! | #VALUE! | #VALUE! | #VALUE! | #VALUE! | #VALUE! | #VALUE! | #VALUE! | 0.02024 | 6.3586 | 0.075327 | 0.078042 | 0.070507 | 0.073751 | 0.066448 | 0.057511 | 0.049523 | 0.039467 | 0.038042 | 0.54862
0.02025 | 6.3617 | 0.078459 | #VALUE! | #VALUE! | #VALUE! | #VALUE! | #VALUE! | #VALUE! | #VALUE! | #VALUE! | #VALUE! | 0.02025 | 6.3617 | 0.078459 | 0.081129 | 0.07315 | 0.076041 | 0.068211 | 0.058342 | 0.049846 | 0.038895 | 0.036955 | 0.56103
0.02026 | 6.3649 | 0.081591 | #VALUE! | #VALUE! | #VALUE! | #VALUE! | #VALUE! | #VALUE! | #VALUE! | #VALUE! | #VALUE! | 0.02026 | 6.3649 | 0.081591 | 0.084195 | 0.075757 | 0.078239 | 0.069861 | 0.059007 | 0.049991 | 0.038119 | 0.03564 | 0.5724
0.02027 | 6.368 | 0.084721 | #VALUE! | #VALUE! | #VALUE! | #VALUE! | #VALUE! | #VALUE! | #VALUE! | #VALUE! | #VALUE! | 0.02027 | 6.368 | 0.084721 | 0.087241 | 0.078328 | 0.080344 | 0.071394 | 0.059503 | 0.049958 | 0.037145 | 0.034106 | 0.58274
0.02028 | 6.3711 | 0.087851 | #VALUE! | #VALUE! | #VALUE! | #VALUE! | #VALUE! | #VALUE! | #VALUE! | #VALUE! | #VALUE! | 0.02028 | 6.3711 | 0.087851 | 0.090265 | 0.08086 | 0.082353 | 0.072808 | 0.05983 | 0.049748 | 0.035976 | 0.032361 | 0.59205
0.02029 | 6.3743 | 0.09098 | #VALUE! | #VALUE! | #VALUE! | #VALUE! | #VALUE! | #VALUE! | #VALUE! | #VALUE! | #VALUE! | 0.02029 | 6.3743 | 0.09098 | 0.093267 | 0.083354 | 0.084264 | 0.074101 | 0.059985 | 0.04936 | 0.03462 | 0.030416 | 0.60035
0.0203 | 6.3774 | 0.094108 | #VALUE! | #VALUE! | #VALUE! | #VALUE! | #VALUE! | #VALUE! | #VALUE! | #VALUE! | #VALUE! | 0.0203 | 6.3774 | 0.094108 | 0.096246 | 0.085807 | 0.086074 | 0.07527 | 0.05997 | 0.048796 | 0.033083 | 0.028284 | 0.60764
0.02031 | 6.3806 | 0.097235 | #VALUE! | #VALUE! | #VALUE! | #VALUE! | #VALUE! | #VALUE! | #VALUE! | #VALUE! | #VALUE! | 0.02031 | 6.3806 | 0.097235 | 0.099201 | 0.088219 | 0.087782 | 0.076314 | 0.059784 | 0.048058 | 0.031374 | 0.025978 | 0.61395
0.02032 | 6.3837 | 0.10036 | #VALUE! | #VALUE! | #VALUE! | #VALUE! | #VALUE! | #VALUE! | #VALUE! | #VALUE! | #VALUE! | 0.02032 | 6.3837 | 0.10036 | 0.10213 | 0.090588 | 0.089384 | 0.077231 | 0.059428 | 0.04715 | 0.029501 | 0.023511 | 0.61929
0.02033 | 6.3869 | 0.10349 | #VALUE! | #VALUE! | #VALUE! | #VALUE! | #VALUE! | #VALUE! | #VALUE! | #VALUE! | #VALUE! | 0.02033 | 6.3869 | 0.10349 | 0.10504 | 0.092913 | 0.09088 | 0.078018 | 0.058902 | 0.046073 | 0.027473 | 0.0209 | 0.62368
0.02034 | 6.39 | 0.10661 | #VALUE! | #VALUE! | #VALUE! | #VALUE! | #VALUE! | #VALUE! | #VALUE! | #VALUE! | #VALUE! | 0.02034 | 6.39 | 0.10661 | 0.10792 | 0.095193 | 0.092267 | 0.078676 | 0.058208 | 0.044832 | 0.025303 | 0.01816 | 0.62717
0.02035 | 6.3931 | 0.10973 | #VALUE! | #VALUE! | #VALUE! | #VALUE! | #VALUE! | #VALUE! | #VALUE! | #VALUE! | #VALUE! | 0.02035 | 6.3931 | 0.10973 | 0.11077 | 0.097428 | 0.093544 | 0.079202 | 0.057348 | 0.043432 | 0.023 | 0.015307 | 0.62976
0.02036 | 6.3963 | 0.11286 | #VALUE! | #VALUE! | #VALUE! | #VALUE! | #VALUE! | #VALUE! | #VALUE! | #VALUE! | #VALUE! | 0.02036 | 6.3963 | 0.11286 | 0.1136 | 0.099615 | 0.09471 | 0.079596 | 0.056324 | 0.041876 | 0.020578 | 0.012361 | 0.63151
0.02037 | 6.3994 | 0.11598 | #VALUE! | #VALUE! | #VALUE! | #VALUE! | #VALUE! | #VALUE! | #VALUE! | #VALUE! | #VALUE! | 0.02037 | 6.3994 | 0.11598 | 0.11639 | 0.10175 | 0.095762 | 0.079858 | 0.05514 | 0.040172 | 0.018048 | 0.0093378 | 0.63244
0.02038 | 6.4026 | 0.1191 | #VALUE! | #VALUE! | #VALUE! | #VALUE! | #VALUE! | #VALUE! | #VALUE! | #VALUE! | #VALUE! | 0.02038 | 6.4026 | 0.1191 | 0.11916 | 0.10384 | 0.0967 | 0.079986 | 0.053798 | 0.038325 | 0.015423 | 0.0062574 | 0.63259
0.02039 | 6.4057 | 0.12222 | #VALUE! | #VALUE! | #VALUE! | #VALUE! | #VALUE! | #VALUE! | #VALUE! | #VALUE! | #VALUE! | 0.02039 | 6.4057 | 0.12222 | 0.1219 | 0.10588 | 0.097523 | 0.079981 | 0.052304 | 0.036341 | 0.012719 | 0.0031384 | 0.63201
0.0204 | 6.4088 | 0.12533 | #VALUE! | #VALUE! | #VALUE! | #VALUE! | #VALUE! | #VALUE! | #VALUE! | #VALUE! | #VALUE! | 0.0204 | 6.4088 | 0.12533 | 0.12461 | 0.10787 | 0.098229 | 0.079842 | 0.05066 | 0.034227 | 0.0099476 | 2.0844e-13 | 0.63072
0.02041 | 6.412 | 0.12845 | #VALUE! | #VALUE! | #VALUE! | #VALUE! | #VALUE! | #VALUE! | #VALUE! | #VALUE! | #VALUE! | 0.02041 | 6.412 | 0.12845 | 0.12729 | 0.10981 | 0.098817 | 0.07957 | 0.048871 | 0.031992 | 0.0071246 | -0.0031384 | 0.62878
0.02042 | 6.4151 | 0.13156 | #VALUE! | #VALUE! | #VALUE! | #VALUE! | #VALUE! | #VALUE! | #VALUE! | #VALUE! | #VALUE! | 0.02042 | 6.4151 | 0.13156 | 0.12994 | 0.11169 | 0.099288 | 0.079166 | 0.046943 | 0.029643 | 0.0042644 | -0.0062574 | 0.62624
0.02043 | 6.4183 | 0.13468 | #VALUE! | #VALUE! | #VALUE! | #VALUE! | #VALUE! | #VALUE! | #VALUE! | #VALUE! | #VALUE! | 0.02043 | 6.4183 | 0.13468 | 0.13255 | 0.11352 | 0.09964 | 0.07863 | 0.044882 | 0.027188 | 0.001382 | -0.0093378 | 0.62313
0.02044 | 6.4214 | 0.13779 | #VALUE! | #VALUE! | #VALUE! | #VALUE! | #VALUE! | #VALUE! | #VALUE! | #VALUE! | #VALUE! | 0.02044 | 6.4214 | 0.13779 | 0.13513 | 0.11529 | 0.099874 | 0.077962 | 0.042692 | 0.024636 | -0.0015076 | -0.012361 | 0.61951
0.02045 | 6.4246 | 0.1409 | #VALUE! | #VALUE! | #VALUE! | #VALUE! | #VALUE! | #VALUE! | #VALUE! | #VALUE! | #VALUE! | 0.02045 | 6.4246 | 0.1409 | 0.13768 | 0.11701 | 0.099988 | 0.077165 | 0.040381 | 0.021997 | -0.0043894 | -0.015307 | 0.61543
0.02046 | 6.4277 | 0.14401 | #VALUE! | #VALUE! | #VALUE! | #VALUE! | #VALUE! | #VALUE! | #VALUE! | #VALUE! | #VALUE! | 0.02046 | 6.4277 | 0.14401 | 0.1402 | 0.11867 | 0.099982 | 0.076238 | 0.037954 | 0.019279 | -0.0072482 | -0.01816 | 0.61093
0.02047 | 6.4308 | 0.14712 | #VALUE! | #VALUE! | #VALUE! | #VALUE! | #VALUE! | #VALUE! | #VALUE! | #VALUE! | #VALUE! | 0.02047 | 6.4308 | 0.14712 | 0.14268 | 0.12028 | 0.099857 | 0.075185 | 0.035419 | 0.016493 | -0.010069 | -0.0209 | 0.60606
0.02048 | 6.434 | 0.15023 | #VALUE! | #VALUE! | #VALUE! | #VALUE! | #VALUE! | #VALUE! | #VALUE! | #VALUE! | #VALUE! | 0.02048 | 6.434 | 0.15023 | 0.14512 | 0.12183 | 0.099613 | 0.074006 | 0.032784 | 0.013648 | -0.012838 | -0.023511 | 0.60088
0.02049 | 6.4371 | 0.15333 | #VALUE! | #VALUE! | #VALUE! | #VALUE! | #VALUE! | #VALUE! | #VALUE! | #VALUE! | #VALUE! | 0.02049 | 6.4371 | 0.15333 | 0.14753 | 0.12331 | 0.09925 | 0.072704 | 0.030054 | 0.010754 | -0.015539 | -0.025978 | 0.59542
0.0205 | 6.4403 | 0.15643 | #VALUE! | #VALUE! | #VALUE! | #VALUE! | #VALUE! | #VALUE! | #VALUE! | #VALUE! | #VALUE! | 0.0205 | 6.4403 | 0.15643 | 0.14991 | 0.12474 | 0.098769 | 0.071281 | 0.027239 | 0.0078217 | -0.01816 | -0.028284 | 0.58975
0.02051 | 6.4434 | 0.15954 | #VALUE! | #VALUE! | #VALUE! | #VALUE! | #VALUE! | #VALUE! | #VALUE! | #VALUE! | #VALUE! | 0.02051 | 6.4434 | 0.15954 | 0.15224 | 0.12611 | 0.098169 | 0.069738 | 0.024347 | 0.0048618 | -0.020685 | -0.030416 | 0.5839
0.02052 | 6.4465 | 0.16264 | #VALUE! | #VALUE! | #VALUE! | #VALUE! | #VALUE! | #VALUE! | #VALUE! | #VALUE! | #VALUE! | 0.02052 | 6.4465 | 0.16264 | 0.15454 | 0.12741 | 0.097453 | 0.06808 | 0.021385 | 0.0018845 | -0.023103 | -0.032361 | 0.57793
0.02053 | 6.4497 | 0.16574 | #VALUE! | #VALUE! | #VALUE! | #VALUE! | #VALUE! | #VALUE! | #VALUE! | #VALUE! | #VALUE! | 0.02053 | 6.4497 | 0.16574 | 0.1568 | 0.12866 | 0.09662 | 0.066307 | 0.018362 | -0.0010995 | -0.0254 | -0.034106 | 0.57188
0.02054 | 6.4528 | 0.16883 | #VALUE! | #VALUE! | #VALUE! | #VALUE! | #VALUE! | #VALUE! | #VALUE! | #VALUE! | #VALUE! | 0.02054 | 6.4528 | 0.16883 | 0.15902 | 0.12984 | 0.095671 | 0.064425 | 0.015286 | -0.0040795 | -0.027565 | -0.03564 | 0.5658
0.02055 | 6.456 | 0.17193 | #VALUE! | #VALUE! | #VALUE! | #VALUE! | #VALUE! | #VALUE! | #VALUE! | #VALUE! | #VALUE! | 0.02055 | 6.456 | 0.17193 | 0.16121 | 0.13096 | 0.094609 | 0.062434 | 0.012167 | -0.0070451 | -0.029585 | -0.036955 | 0.55972
0.02056 | 6.4591 | 0.17502 | #VALUE! | #VALUE! | #VALUE! | #VALUE! | #VALUE! | #VALUE! | #VALUE! | #VALUE! | #VALUE! | 0.02056 | 6.4591 | 0.17502 | 0.16335 | 0.13202 | 0.093433 | 0.06034 | 0.0090135 | -0.0099855 | -0.031452 | -0.038042 | 0.5537
0.02057 | 6.4623 | 0.17812 | #VALUE! | #VALUE! | #VALUE! | #VALUE! | #VALUE! | #VALUE! | #VALUE! | #VALUE! | #VALUE! | 0.02057 | 6.4623 | 0.17812 | 0.16545 | 0.13301 | 0.092146 | 0.058145 | 0.0058341 | -0.01289 | -0.033154 | -0.038895 | 0.54776
0.02058 | 6.4654 | 0.18121 | #VALUE! | #VALUE! | #VALUE! | #VALUE! | #VALUE! | #VALUE! | #VALUE! | #VALUE! | #VALUE! | 0.02058 | 6.4654 | 0.18121 | 0.16751 | 0.13394 | 0.090748 | 0.055853 | 0.0026381 | -0.015749 | -0.034683 | -0.039508 | 0.54196
0.02059 | 6.4685 | 0.18429 | #VALUE! | #VALUE! | #VALUE! | #VALUE! | #VALUE! | #VALUE! | #VALUE! | #VALUE! | #VALUE! | 0.02059 | 6.4685 | 0.18429 | 0.16953 | 0.1348 | 0.089243 | 0.053468 | -0.00056548 | -0.018552 | -0.036031 | -0.039877 | 0.53632
0.0206 | 6.4717 | 0.18738 | #VALUE! | #VALUE! | #VALUE! | #VALUE! | #VALUE! | #VALUE! | #VALUE! | #VALUE! | #VALUE! | 0.0206 | 6.4717 | 0.18738 | 0.17151 | 0.1356 | 0.087631 | 0.050994 | -0.0037674 | -0.021289 | -0.037191 | -0.04 | 0.53087
0.02061 | 6.4748 | 0.19047 | #VALUE! | #VALUE! | #VALUE! | #VALUE! | #VALUE! | #VALUE! | #VALUE! | #VALUE! | #VALUE! | 0.02061 | 6.4748 | 0.19047 | 0.17345 | 0.13633 | 0.085914 | 0.048435 | -0.0069586 | -0.02395 | -0.038157 | -0.039877 | 0.52565
0.02062 | 6.478 | 0.19355 | #VALUE! | #VALUE! | #VALUE! | #VALUE! | #VALUE! | #VALUE! | #VALUE! | #VALUE! | #VALUE! | 0.02062 | 6.478 | 0.19355 | 0.17534 | 0.137 | 0.084094 | 0.045795 | -0.01013 | -0.026526 | -0.038924 | -0.039508 | 0.52069
0.02063 | 6.4811 | 0.19663 | #VALUE! | #VALUE! | #VALUE! | #VALUE! | #VALUE! | #VALUE! | #VALUE! | #VALUE! | #VALUE! | 0.02063 | 6.4811 | 0.19663 | 0.17719 | 0.1376 | 0.082175 | 0.043078 | -0.013272 | -0.029007 | -0.039488 | -0.038895 | 0.51601
0.02064 | 6.4842 | 0.19971 | #VALUE! | #VALUE! | #VALUE! | #VALUE! | #VALUE! | #VALUE! | #VALUE! | #VALUE! | #VALUE! | 0.02064 | 6.4842 | 0.19971 | 0.179 | 0.13814 | 0.080157 | 0.04029 | -0.016377 | -0.031385 | -0.039845 | -0.038042 | 0.51164
0.02065 | 6.4874 | 0.20279 | #VALUE! | #VALUE! | #VALUE! | #VALUE! | #VALUE! | #VALUE! | #VALUE! | #VALUE! | #VALUE! | 0.02065 | 6.4874 | 0.20279 | 0.18076 | 0.1386 | 0.078043 | 0.037434 | -0.019435 | -0.033651 | -0.039995 | -0.036955 | 0.50759
0.02066 | 6.4905 | 0.20586 | #VALUE! | #VALUE! | #VALUE! | #VALUE! | #VALUE! | #VALUE! | #VALUE! | #VALUE! | #VALUE! | 0.02066 | 6.4905 | 0.20586 | 0.18248 | 0.139 | 0.075836 | 0.034516 | -0.022438 | -0.035797 | -0.039936 | -0.03564 | 0.50389
0.02067 | 6.4937 | 0.20894 | #VALUE! | #VALUE! | #VALUE! | #VALUE! | #VALUE! | #VALUE! | #VALUE! | #VALUE! | #VALUE! | 0.02067 | 6.4937 | 0.20894 | 0.18415 | 0.13934 | 0.073539 | 0.031541 | -0.025376 | -0.037816 | -0.039669 | -0.034106 | 0.50054
0.02068 | 6.4968 | 0.21201 | #VALUE! | #VALUE! | #VALUE! | #VALUE! | #VALUE! | #VALUE! | #VALUE! | #VALUE! | #VALUE! | 0.02068 | 6.4968 | 0.21201 | 0.18578 | 0.1396 | 0.071154 | 0.028513 | -0.028242 | -0.0397 | -0.039194 | -0.032361 | 0.49756
0.02069 | 6.5 | 0.21508 | #VALUE! | #VALUE! | #VALUE! | #VALUE! | #VALUE! | #VALUE! | #VALUE! | #VALUE! | #VALUE! | 0.02069 | 6.5 | 0.21508 | 0.18736 | 0.1398 | 0.068683 | 0.025437 | -0.031028 | -0.041442 | -0.038515 | -0.030416 | 0.49495
0.0207 | 6.5031 | 0.21814 | #VALUE! | #VALUE! | #VALUE! | #VALUE! | #VALUE! | #VALUE! | #VALUE! | #VALUE! | #VALUE! | 0.0207 | 6.5031 | 0.21814 | 0.18889 | 0.13993 | 0.066131 | 0.022319 | -0.033725 | -0.043037 | -0.037635 | -0.028284 | 0.49274
0.02071 | 6.5062 | 0.22121 | #VALUE! | #VALUE! | #VALUE! | #VALUE! | #VALUE! | #VALUE! | #VALUE! | #VALUE! | #VALUE! | 0.02071 | 6.5062 | 0.22121 | 0.19038 | 0.13999 | 0.0635 | 0.019164 | -0.036326 | -0.044479 | -0.036559 | -0.025978 | 0.49091
0.02072 | 6.5094 | 0.22427 | #VALUE! | #VALUE! | #VALUE! | #VALUE! | #VALUE! | #VALUE! | #VALUE! | #VALUE! | #VALUE! | 0.02072 | 6.5094 | 0.22427 | 0.19182 | 0.13999 | 0.060793 | 0.015977 | -0.038823 | -0.045762 | -0.035292 | -0.023511 | 0.48946
0.02073 | 6.5125 | 0.22733 | #VALUE! | #VALUE! | #VALUE! | #VALUE! | #VALUE! | #VALUE! | #VALUE! | #VALUE! | #VALUE! | 0.02073 | 6.5125 | 0.22733 | 0.19322 | 0.13992 | 0.058013 | 0.012763 | -0.04121 | -0.046882 | -0.03384 | -0.0209 | 0.48841
0.02074 | 6.5157 | 0.23039 | #VALUE! | #VALUE! | #VALUE! | #VALUE! | #VALUE! | #VALUE! | #VALUE! | #VALUE! | #VALUE! | 0.02074 | 6.5157 | 0.23039 | 0.19456 | 0.13978 | 0.055165 | 0.0095278 | -0.043479 | -0.047836 | -0.032212 | -0.01816 | 0.48774
0.02075 | 6.5188 | 0.23345 | #VALUE! | #VALUE! | #VALUE! | #VALUE! | #VALUE! | #VALUE! | #VALUE! | #VALUE! | #VALUE! | 0.02075 | 6.5188 | 0.23345 | 0.19586 | 0.13957 | 0.05225 | 0.0062767 | -0.045624 | -0.048618 | -0.030416 | -0.015307 | 0.48744
0.02076 | 6.5219 | 0.2365 | #VALUE! | #VALUE! | #VALUE! | #VALUE! | #VALUE! | #VALUE! | #VALUE! | #VALUE! | #VALUE! | 0.02076 | 6.5219 | 0.2365 | 0.19711 | 0.13929 | 0.049273 | 0.0030152 | -0.047639 | -0.049228 | -0.028461 | -0.012361 | 0.4875
0.02077 | 6.5251 | 0.23955 | #VALUE! | #VALUE! | #VALUE! | #VALUE! | #VALUE! | #VALUE! | #VALUE! | #VALUE! | #VALUE! | 0.02077 | 6.5251 | 0.23955 | 0.19831 | 0.13895 | 0.046237 | -0.00025133 | -0.049519 | -0.049663 | -0.026358 | -0.0093378 | 0.48792
0.02078 | 6.5282 | 0.2426 | #VALUE! | #VALUE! | #VALUE! | #VALUE! | #VALUE! | #VALUE! | #VALUE! | #VALUE! | #VALUE! | 0.02078 | 6.5282 | 0.2426 | 0.19947 | 0.13854 | 0.043146 | -0.0035174 | -0.051257 | -0.04992 | -0.024117 | -0.0062574 | 0.48868
0.02079 | 6.5314 | 0.24565 | #VALUE! | #VALUE! | #VALUE! | #VALUE! | #VALUE! | #VALUE! | #VALUE! | #VALUE! | #VALUE! | 0.02079 | 6.5314 | 0.24565 | 0.20057 | 0.13806 | 0.040003 | -0.0067777 | -0.052848 | -0.05 | -0.02175 | -0.0031384 | 0.48977
0.0208 | 6.5345 | 0.24869 | #VALUE! | #VALUE! | #VALUE! | #VALUE! | #VALUE! | #VALUE! | #VALUE! | #VALUE! | #VALUE! | 0.0208 | 6.5345 | 0.24869 | 0.20162 | 0.13752 | 0.036812 | -0.010027 | -0.05429 | -0.049901 | -0.01927 | -2.1342e-13 | 0.49116
0.02081 | 6.5377 | 0.25173 | #VALUE! | #VALUE! | #VALUE! | #VALUE! | #VALUE! | #VALUE! | #VALUE! | #VALUE! | #VALUE! | 0.02081 | 6.5377 | 0.25173 | 0.20263 | 0.13691 | 0.033578 | -0.013259 | -0.055576 | -0.049625 | -0.016689 | 0.0031384 | 0.49284
0.02082 | 6.5408 | 0.25477 | #VALUE! | #VALUE! | #VALUE! | #VALUE! | #VALUE! | #VALUE! | #VALUE! | #VALUE! | #VALUE! | 0.02082 | 6.5408 | 0.25477 | 0.20358 | 0.13623 | 0.030304 | -0.016469 | -0.056704 | -0.049172 | -0.014021 | 0.0062574 | 0.49478
0.02083 | 6.5439 | 0.25781 | #VALUE! | #VALUE! | #VALUE! | #VALUE! | #VALUE! | #VALUE! | #VALUE! | #VALUE! | #VALUE! | 0.02083 | 6.5439 | 0.25781 | 0.20449 | 0.13549 | 0.026993 | -0.019652 | -0.05767 | -0.048544 | -0.01128 | 0.0093378 | 0.49697
0.02084 | 6.5471 | 0.26084 | #VALUE! | #VALUE! | #VALUE! | #VALUE! | #VALUE! | #VALUE! | #VALUE! | #VALUE! | #VALUE! | 0.02084 | 6.5471 | 0.26084 | 0.20534 | 0.13468 | 0.02365 | -0.022802 | -0.058472 | -0.047743 | -0.0084803 | 0.012361 | 0.49938
0.02085 | 6.5502 | 0.26387 | #VALUE! | #VALUE! | #VALUE! | #VALUE! | #VALUE! | #VALUE! | #VALUE! | #VALUE! | #VALUE! | 0.02085 | 6.5502 | 0.26387 | 0.20614 | 0.13381 | 0.020279 | -0.025913 | -0.059107 | -0.046772 | -0.005636 | 0.015307 | 0.50198
0.02086 | 6.5534 | 0.2669 | #VALUE! | #VALUE! | #VALUE! | #VALUE! | #VALUE! | #VALUE! | #VALUE! | #VALUE! | #VALUE! | 0.02086 | 6.5534 | 0.2669 | 0.20689 | 0.13287 | 0.016883 | -0.028982 | -0.059573 | -0.045635 | -0.0027624 | 0.01816 | 0.50476
0.02087 | 6.5565 | 0.26993 | #VALUE! | #VALUE! | #VALUE! | #VALUE! | #VALUE! | #VALUE! | #VALUE! | #VALUE! | #VALUE! | 0.02087 | 6.5565 | 0.26993 | 0.2076 | 0.13187 | 0.013468 | -0.032002 | -0.059869 | -0.044334 | 0.00012566 | 0.0209 | 0.50768
0.02088 | 6.5596 | 0.27295 | #VALUE! | #VALUE! | #VALUE! | #VALUE! | #VALUE! | #VALUE! | #VALUE! | #VALUE! | #VALUE! | 0.02088 | 6.5596 | 0.27295 | 0.20824 | 0.13081 | 0.010036 | -0.034969 | -0.059995 | -0.042876 | 0.0030131 | 0.023511 | 0.51072
0.02089 | 6.5628 | 0.27597 | #VALUE! | #VALUE! | #VALUE! | #VALUE! | #VALUE! | #VALUE! | #VALUE! | #VALUE! | #VALUE! | 0.02089 | 6.5628 | 0.27597 | 0.20884 | 0.12968 | 0.0065926 | -0.037878 | -0.05995 | -0.041266 | 0.0058848 | 0.025978 | 0.51386
0.0209 | 6.5659 | 0.27899 | #VALUE! | #VALUE! | #VALUE! | #VALUE! | #VALUE! | #VALUE! | #VALUE! | #VALUE! | #VALUE! | 0.0209 | 6.5659 | 0.27899 | 0.20939 | 0.12849 | 0.0031411 | -0.040723 | -0.059734 | -0.039508 | 0.0087257 | 0.028284 | 0.51705
0.02091 | 6.5691 | 0.28201 | #VALUE! | #VALUE! | #VALUE! | #VALUE! | #VALUE! | #VALUE! | #VALUE! | #VALUE! | #VALUE! | 0.02091 | 6.5691 | 0.28201 | 0.20989 | 0.12723 | -0.00031416 | -0.043501 | -0.059347 | -0.037609 | 0.011521 | 0.030416 | 0.52029
0.02092 | 6.5722 | 0.28502 | #VALUE! | #VALUE! | #VALUE! | #VALUE! | #VALUE! | #VALUE! | #VALUE! | #VALUE! | #VALUE! | 0.02092 | 6.5722 | 0.28502 | 0.21033 | 0.12592 | -0.003769 | -0.046206 | -0.058791 | -0.035577 | 0.014256 | 0.032361 | 0.52354
0.02093 | 6.5754 | 0.28803 | #VALUE! | #VALUE! | #VALUE! | #VALUE! | #VALUE! | #VALUE! | #VALUE! | #VALUE! | #VALUE! | 0.02093 | 6.5754 | 0.28803 | 0.21072 | 0.12454 | -0.0072194 | -0.048834 | -0.058068 | -0.033418 | 0.016917 | 0.034106 | 0.52677
0.02094 | 6.5785 | 0.29104 | #VALUE! | #VALUE! | #VALUE! | #VALUE! | #VALUE! | #VALUE! | #VALUE! | #VALUE! | #VALUE! | 0.02094 | 6.5785 | 0.29104 | 0.21106 | 0.1231 | -0.010661 | -0.05138 | -0.057179 | -0.031139 | 0.01949 | 0.03564 | 0.52997
0.02095 | 6.5816 | 0.29404 | #VALUE! | #VALUE! | #VALUE! | #VALUE! | #VALUE! | #VALUE! | #VALUE! | #VALUE! | #VALUE! | 0.02095 | 6.5816 | 0.29404 | 0.21135 | 0.12161 | -0.01409 | -0.053841 | -0.056127 | -0.02875 | 0.021961 | 0.036955 | 0.5331
0.02096 | 6.5848 | 0.29704 | #VALUE! | #VALUE! | #VALUE! | #VALUE! | #VALUE! | #VALUE! | #VALUE! | #VALUE! | #VALUE! | 0.02096 | 6.5848 | 0.29704 | 0.21158 | 0.12005 | -0.017502 | -0.056212 | -0.054914 | -0.026259 | 0.024317 | 0.038042 | 0.53615
0.02097 | 6.5879 | 0.30004 | #VALUE! | #VALUE! | #VALUE! | #VALUE! | #VALUE! | #VALUE! | #VALUE! | #VALUE! | #VALUE! | 0.02097 | 6.5879 | 0.30004 | 0.21176 | 0.11844 | -0.020894 | -0.058489 | -0.053546 | -0.023674 | 0.026547 | 0.038895 | 0.53908
0.02098 | 6.5911 | 0.30304 | #VALUE! | #VALUE! | #VALUE! | #VALUE! | #VALUE! | #VALUE! | #VALUE! | #VALUE! | #VALUE! | 0.02098 | 6.5911 | 0.30304 | 0.2119 | 0.11677 | -0.02426 | -0.060669 | -0.052024 | -0.021004 | 0.028637 | 0.039508 | 0.54189
0.02099 | 6.5942 | 0.30603 | #VALUE! | #VALUE! | #VALUE! | #VALUE! | #VALUE! | #VALUE! | #VALUE! | #VALUE! | #VALUE! | 0.02099 | 6.5942 | 0.30603 | 0.21197 | 0.11504 | -0.027597 | -0.062747 | -0.050354 | -0.01826 | 0.030579 | 0.039877 | 0.54454
0.021 | 6.5973 | 0.30902 | #VALUE! | #VALUE! | #VALUE! | #VALUE! | #VALUE! | #VALUE! | #VALUE! | #VALUE! | #VALUE! | 0.021 | 6.5973 | 0.30902 | 0.212 | 0.11326 | -0.030902 | -0.064721 | -0.048541 | -0.015451 | 0.032361 | 0.04 | 0.54703
0.02101 | 6.6005 | 0.312 | #VALUE! | #VALUE! | #VALUE! | #VALUE! | #VALUE! | #VALUE! | #VALUE! | #VALUE! | #VALUE! | 0.02101 | 6.6005 | 0.312 | 0.21197 | 0.11143 | -0.034169 | -0.066587 | -0.046589 | -0.012587 | 0.033974 | 0.039877 | 0.54932
0.02102 | 6.6036 | 0.31499 | #VALUE! | #VALUE! | #VALUE! | #VALUE! | #VALUE! | #VALUE! | #VALUE! | #VALUE! | #VALUE! | 0.02102 | 6.6036 | 0.31499 | 0.2119 | 0.10953 | -0.037396 | -0.068342 | -0.044505 | -0.0096775 | 0.035409 | 0.039508 | 0.55141
0.02103 | 6.6068 | 0.31797 | #VALUE! | #VALUE! | #VALUE! | #VALUE! | #VALUE! | #VALUE! | #VALUE! | #VALUE! | #VALUE! | 0.02103 | 6.6068 | 0.31797 | 0.21176 | 0.10759 | -0.040578 | -0.069983 | -0.042293 | -0.0067339 | 0.03666 | 0.038895 | 0.55329
0.02104 | 6.6099 | 0.32094 | #VALUE! | #VALUE! | #VALUE! | #VALUE! | #VALUE! | #VALUE! | #VALUE! | #VALUE! | #VALUE! | 0.02104 | 6.6099 | 0.32094 | 0.21158 | 0.1056 | -0.043712 | -0.071507 | -0.039961 | -0.0037663 | 0.03772 | 0.038042 | 0.55494
0.02105 | 6.6131 | 0.32392 | #VALUE! | #VALUE! | #VALUE! | #VALUE! | #VALUE! | #VALUE! | #VALUE! | #VALUE! | #VALUE! | 0.02105 | 6.6131 | 0.32392 | 0.21135 | 0.10355 | -0.046793 | -0.072912 | -0.037515 | -0.00078537 | 0.038582 | 0.036955 | 0.55634
0.02106 | 6.6162 | 0.32689 | #VALUE! | #VALUE! | #VALUE! | #VALUE! | #VALUE! | #VALUE! | #VALUE! | #VALUE! | #VALUE! | 0.02106 | 6.6162 | 0.32689 | 0.21106 | 0.10145 | -0.049819 | -0.074196 | -0.034961 | 0.0021984 | 0.039244 | 0.03564 | 0.55751
0.02107 | 6.6193 | 0.32986 | #VALUE! | #VALUE! | #VALUE! | #VALUE! | #VALUE! | #VALUE! | #VALUE! | #VALUE! | #VALUE! | 0.02107 | 6.6193 | 0.32986 | 0.21072 | 0.099305 | -0.052785 | -0.075355 | -0.032309 | 0.0051743 | 0.0397 | 0.034106 | 0.55841
0.02108 | 6.6225 | 0.33282 | #VALUE! | #VALUE! | #VALUE! | #VALUE! | #VALUE! | #VALUE! | #VALUE! | #VALUE! | #VALUE! | 0.02108 | 6.6225 | 0.33282 | 0.21033 | 0.097111 | -0.055688 | -0.076389 | -0.029564 | 0.0081319 | 0.039949 | 0.032361 | 0.55906
0.02109 | 6.6256 | 0.33578 | #VALUE! | #VALUE! | #VALUE! | #VALUE! | #VALUE! | #VALUE! | #VALUE! | #VALUE! | #VALUE! | 0.02109 | 6.6256 | 0.33578 | 0.20989 | 0.094871 | -0.058524 | -0.077296 | -0.026734 | 0.01106 | 0.03999 | 0.030416 | 0.55945
0.0211 | 6.6288 | 0.33874 | #VALUE! | #VALUE! | #VALUE! | #VALUE! | #VALUE! | #VALUE! | #VALUE! | #VALUE! | #VALUE! | 0.0211 | 6.6288 | 0.33874 | 0.20939 | 0.092584 | -0.061291 | -0.078073 | -0.023829 | 0.01395 | 0.039822 | 0.028284 | 0.55957
0.02111 | 6.6319 | 0.34169 | #VALUE! | #VALUE! | #VALUE! | #VALUE! | #VALUE! | #VALUE! | #VALUE! | #VALUE! | #VALUE! | 0.02111 | 6.6319 | 0.34169 | 0.20884 | 0.090252 | -0.063984 | -0.078721 | -0.020855 | 0.016789 | 0.039447 | 0.025978 | 0.55944
0.02112 | 6.635 | 0.34464 | #VALUE! | #VALUE! | #VALUE! | #VALUE! | #VALUE! | #VALUE! | #VALUE! | #VALUE! | #VALUE! | 0.02112 | 6.635 | 0.34464 | 0.20824 | 0.087877 | -0.066601 | -0.079237 | -0.017822 | 0.019569 | 0.038865 | 0.023511 | 0.55905
0.02113 | 6.6382 | 0.34759 | #VALUE! | #VALUE! | #VALUE! | #VALUE! | #VALUE! | #VALUE! | #VALUE! | #VALUE! | #VALUE! | 0.02113 | 6.6382 | 0.34759 | 0.2076 | 0.085459 | -0.069139 | -0.079621 | -0.014739 | 0.022279 | 0.038081 | 0.0209 | 0.55841
0.02114 | 6.6413 | 0.35053 | #VALUE! | #VALUE! | #VALUE! | #VALUE! | #VALUE! | #VALUE! | #VALUE! | #VALUE! | #VALUE! | 0.02114 | 6.6413 | 0.35053 | 0.20689 | 0.083 | -0.071594 | -0.079872 | -0.011613 | 0.024909 | 0.037098 | 0.01816 | 0.55752
0.02115 | 6.6445 | 0.35347 | #VALUE! | #VALUE! | #VALUE! | #VALUE! | #VALUE! | #VALUE! | #VALUE! | #VALUE! | #VALUE! | 0.02115 | 6.6445 | 0.35347 | 0.20614 | 0.080501 | -0.073963 | -0.07999 | -0.0084541 | 0.027451 | 0.035921 | 0.015307 | 0.55639
0.02116 | 6.6476 | 0.35641 | #VALUE! | #VALUE! | #VALUE! | #VALUE! | #VALUE! | #VALUE! | #VALUE! | #VALUE! | #VALUE! | 0.02116 | 6.6476 | 0.35641 | 0.20534 | 0.077963 | -0.076244 | -0.079975 | -0.0052711 | 0.029895 | 0.034557 | 0.012361 | 0.55504
0.02117 | 6.6508 | 0.35935 | #VALUE! | #VALUE! | #VALUE! | #VALUE! | #VALUE! | #VALUE! | #VALUE! | #VALUE! | #VALUE! | 0.02117 | 6.6508 | 0.35935 | 0.20449 | 0.075387 | -0.078434 | -0.079826 | -0.002073 | 0.032233 | 0.033012 | 0.0093378 | 0.55347
0.02118 | 6.6539 | 0.36228 | #VALUE! | #VALUE! | #VALUE! | #VALUE! | #VALUE! | #VALUE! | #VALUE! | #VALUE! | #VALUE! | 0.02118 | 6.6539 | 0.36228 | 0.20358 | 0.072774 | -0.080531 | -0.079544 | 0.0011309 | 0.034456 | 0.031296 | 0.0062574 | 0.5517
0.02119 | 6.657 | 0.3652 | #VALUE! | #VALUE! | #VALUE! | #VALUE! | #VALUE! | #VALUE! | #VALUE! | #VALUE! | #VALUE! | 0.02119 | 6.657 | 0.3652 | 0.20263 | 0.070127 | -0.082531 | -0.07913 | 0.0043316 | 0.036556 | 0.029416 | 0.0031384 | 0.54974
0.0212 | 6.6602 | 0.36812 | #VALUE! | #VALUE! | #VALUE! | #VALUE! | #VALUE! | #VALUE! | #VALUE! | #VALUE! | #VALUE! | 0.0212 | 6.6602 | 0.36812 | 0.20162 | 0.067446 | -0.084433 | -0.078583 | 0.00752 | 0.038526 | 0.027382 | 2.1726e-13 | 0.54761
0.02121 | 6.6633 | 0.37104 | #VALUE! | #VALUE! | #VALUE! | #VALUE! | #VALUE! | #VALUE! | #VALUE! | #VALUE! | #VALUE! | 0.02121 | 6.6633 | 0.37104 | 0.20057 | 0.064731 | -0.086234 | -0.077905 | 0.010687 | 0.040358 | 0.025205 | -0.0031384 | 0.54532
0.02122 | 6.6665 | 0.37396 | #VALUE! | #VALUE! | #VALUE! | #VALUE! | #VALUE! | #VALUE! | #VALUE! | #VALUE! | #VALUE! | 0.02122 | 6.6665 | 0.37396 | 0.19947 | 0.061986 | -0.087932 | -0.077098 | 0.013823 | 0.042047 | 0.022897 | -0.0062574 | 0.54289
0.02123 | 6.6696 | 0.37687 | #VALUE! | #VALUE! | #VALUE! | #VALUE! | #VALUE! | #VALUE! | #VALUE! | #VALUE! | #VALUE! | 0.02123 | 6.6696 | 0.37687 | 0.19831 | 0.059211 | -0.089525 | -0.076162 | 0.01692 | 0.043586 | 0.02047 | -0.0093378 | 0.54035
0.02124 | 6.6727 | 0.37978 | #VALUE! | #VALUE! | #VALUE! | #VALUE! | #VALUE! | #VALUE! | #VALUE! | #VALUE! | #VALUE! | 0.02124 | 6.6727 | 0.37978 | 0.19711 | 0.056407 | -0.091011 | -0.075099 | 0.019969 | 0.04497 | 0.017935 | -0.012361 | 0.5377
0.02125 | 6.6759 | 0.38268 | #VALUE! | #VALUE! | #VALUE! | #VALUE! | #VALUE! | #VALUE! | #VALUE! | #VALUE! | #VALUE! | 0.02125 | 6.6759 | 0.38268 | 0.19586 | 0.053576 | -0.092388 | -0.07391 | 0.022961 | 0.046194 | 0.015307 | -0.015307 | 0.53498
0.02126 | 6.679 | 0.38558 | #VALUE! | #VALUE! | #VALUE! | #VALUE! | #VALUE! | #VALUE! | #VALUE! | #VALUE! | #VALUE! | 0.02126 | 6.679 | 0.38558 | 0.19456 | 0.050719 | -0.093655 | -0.072599 | 0.025887 | 0.047253 | 0.012599 | -0.01816 | 0.53219
0.02127 | 6.6822 | 0.38848 | #VALUE! | #VALUE! | #VALUE! | #VALUE! | #VALUE! | #VALUE! | #VALUE! | #VALUE! | #VALUE! | 0.02127 | 6.6822 | 0.38848 | 0.19322 | 0.047837 | -0.09481 | -0.071166 | 0.02874 | 0.048144 | 0.0098258 | -0.0209 | 0.52937
0.02128 | 6.6853 | 0.39137 | #VALUE! | #VALUE! | #VALUE! | #VALUE! | #VALUE! | #VALUE! | #VALUE! | #VALUE! | #VALUE! | 0.02128 | 6.6853 | 0.39137 | 0.19182 | 0.044932 | -0.095852 | -0.069615 | 0.03151 | 0.048863 | 0.0070009 | -0.023511 | 0.52653
0.02129 | 6.6885 | 0.39426 | #VALUE! | #VALUE! | #VALUE! | #VALUE! | #VALUE! | #VALUE! | #VALUE! | #VALUE! | #VALUE! | 0.02129 | 6.6885 | 0.39426 | 0.19038 | 0.042006 | -0.09678 | -0.067947 | 0.034191 | 0.049409 | 0.0041395 | -0.025978 | 0.52368
0.0213 | 6.6916 | 0.39715 | #VALUE! | #VALUE! | #VALUE! | #VALUE! | #VALUE! | #VALUE! | #VALUE! | #VALUE! | #VALUE! | 0.0213 | 6.6916 | 0.39715 | 0.18889 | 0.039059 | -0.097592 | -0.066166 | 0.036774 | 0.049778 | 0.0012564 | -0.028284 | 0.52087
0.02131 | 6.6947 | 0.40003 | #VALUE! | #VALUE! | #VALUE! | #VALUE! | #VALUE! | #VALUE! | #VALUE! | #VALUE! | #VALUE! | 0.02131 | 6.6947 | 0.40003 | 0.18736 | 0.036093 | -0.098287 | -0.064275 | 0.039253 | 0.04997 | -0.0016332 | -0.030416 | 0.51809
0.02132 | 6.6979 | 0.40291 | #VALUE! | #VALUE! | #VALUE! | #VALUE! | #VALUE! | #VALUE! | #VALUE! | #VALUE! | #VALUE! | 0.02132 | 6.6979 | 0.40291 | 0.18578 | 0.03311 | -0.098865 | -0.062277 | 0.041619 | 0.049984 | -0.0045143 | -0.032361 | 0.51538
0.02133 | 6.701 | 0.40578 | #VALUE! | #VALUE! | #VALUE! | #VALUE! | #VALUE! | #VALUE! | #VALUE! | #VALUE! | #VALUE! | 0.02133 | 6.701 | 0.40578 | 0.18415 | 0.030111 | -0.099325 | -0.060175 | 0.043867 | 0.04982 | -0.0073718 | -0.034106 | 0.51275
0.02134 | 6.7042 | 0.40865 | #VALUE! | #VALUE! | #VALUE! | #VALUE! | #VALUE! | #VALUE! | #VALUE! | #VALUE! | #VALUE! | 0.02134 | 6.7042 | 0.40865 | 0.18248 | 0.027097 | -0.099667 | -0.057972 | 0.04599 | 0.049479 | -0.010191 | -0.03564 | 0.51022
0.02135 | 6.7073 | 0.41151 | #VALUE! | #VALUE! | #VALUE! | #VALUE! | #VALUE! | #VALUE! | #VALUE! | #VALUE! | #VALUE! | 0.02135 | 6.7073 | 0.41151 | 0.18076 | 0.02407 | -0.099889 | -0.055673 | 0.047981 | 0.048961 | -0.012957 | -0.036955 | 0.50781
0.02136 | 6.7104 | 0.41438 | #VALUE! | #VALUE! | #VALUE! | #VALUE! | #VALUE! | #VALUE! | #VALUE! | #VALUE! | #VALUE! | 0.02136 | 6.7104 | 0.41438 | 0.179 | 0.021032 | -0.099992 | -0.053281 | 0.049836 | 0.048269 | -0.015655 | -0.038042 | 0.50554
0.02137 | 6.7136 | 0.41723 | #VALUE! | #VALUE! | #VALUE! | #VALUE! | #VALUE! | #VALUE! | #VALUE! | #VALUE! | #VALUE! | 0.02137 | 6.7136 | 0.41723 | 0.17719 | 0.017983 | -0.099976 | -0.0508 | 0.051548 | 0.047405 | -0.018271 | -0.038895 | 0.50342
0.02138 | 6.7167 | 0.42009 | #VALUE! | #VALUE! | #VALUE! | #VALUE! | #VALUE! | #VALUE! | #VALUE! | #VALUE! | #VALUE! | 0.02138 | 6.7167 | 0.42009 | 0.17534 | 0.014926 | -0.09984 | -0.048234 | 0.053114 | 0.046372 | -0.020793 | -0.039508 | 0.50146
0.02139 | 6.7199 | 0.42293 | #VALUE! | #VALUE! | #VALUE! | #VALUE! | #VALUE! | #VALUE! | #VALUE! | #VALUE! | #VALUE! | 0.02139 | 6.7199 | 0.42293 | 0.17345 | 0.011861 | -0.099585 | -0.045588 | 0.054528 | 0.045174 | -0.023205 | -0.039877 | 0.49969
0.0214 | 6.723 | 0.42578 | #VALUE! | #VALUE! | #VALUE! | #VALUE! | #VALUE! | #VALUE! | #VALUE! | #VALUE! | #VALUE! | 0.0214 | 6.723 | 0.42578 | 0.17151 | 0.0087907 | -0.099211 | -0.042866 | 0.055787 | 0.043815 | -0.025497 | -0.04 | 0.49811
0.02141 | 6.7261 | 0.42862 | #VALUE! | #VALUE! | #VALUE! | #VALUE! | #VALUE! | #VALUE! | #VALUE! | #VALUE! | #VALUE! | 0.02141 | 6.7261 | 0.42862 | 0.16953 | 0.0057161 | -0.098719 | -0.040073 | 0.056886 | 0.0423 | -0.027655 | -0.039877 | 0.49673
0.02142 | 6.7293 | 0.43146 | #VALUE! | #VALUE! | #VALUE! | #VALUE! | #VALUE! | #VALUE! | #VALUE! | #VALUE! | #VALUE! | 0.02142 | 6.7293 | 0.43146 | 0.16751 | 0.0026388 | -0.098109 | -0.037212 | 0.057823 | 0.040635 | -0.02967 | -0.039508 | 0.49557
0.02143 | 6.7324 | 0.43429 | #VALUE! | #VALUE! | #VALUE! | #VALUE! | #VALUE! | #VALUE! | #VALUE! | #VALUE! | #VALUE! | 0.02143 | 6.7324 | 0.43429 | 0.16545 | -0.00043982 | -0.097382 | -0.03429 | 0.058596 | 0.038824 | -0.031529 | -0.038895 | 0.49462
0.02144 | 6.7356 | 0.43712 | #VALUE! | #VALUE! | #VALUE! | #VALUE! | #VALUE! | #VALUE! | #VALUE! | #VALUE! | #VALUE! | 0.02144 | 6.7356 | 0.43712 | 0.16335 | -0.0035182 | -0.096538 | -0.03131 | 0.059201 | 0.036876 | -0.033224 | -0.038042 | 0.49391
0.02145 | 6.7387 | 0.43994 | #VALUE! | #VALUE! | #VALUE! | #VALUE! | #VALUE! | #VALUE! | #VALUE! | #VALUE! | #VALUE! | 0.02145 | 6.7387 | 0.43994 | 0.16121 | -0.0065949 | -0.095579 | -0.028278 | 0.059638 | 0.034796 | -0.034745 | -0.036955 | 0.49343
0.02146 | 6.7419 | 0.44276 | #VALUE! | #VALUE! | #VALUE! | #VALUE! | #VALUE! | #VALUE! | #VALUE! | #VALUE! | #VALUE! | 0.02146 | 6.7419 | 0.44276 | 0.15902 | -0.0096684 | -0.094506 | -0.025199 | 0.059904 | 0.032592 | -0.036085 | -0.03564 | 0.49318
0.02147 | 6.745 | 0.44557 | #VALUE! | #VALUE! | #VALUE! | #VALUE! | #VALUE! | #VALUE! | #VALUE! | #VALUE! | #VALUE! | 0.02147 | 6.745 | 0.44557 | 0.1568 | -0.012737 | -0.09332 | -0.022078 | 0.06 | 0.030272 | -0.037237 | -0.034106 | 0.49317
0.02148 | 6.7481 | 0.44838 | #VALUE! | #VALUE! | #VALUE! | #VALUE! | #VALUE! | #VALUE! | #VALUE! | #VALUE! | #VALUE! | 0.02148 | 6.7481 | 0.44838 | 0.15454 | -0.0158 | -0.092023 | -0.01892 | 0.059924 | 0.027844 | -0.038195 | -0.032361 | 0.49339
0.02149 | 6.7513 | 0.45119 | #VALUE! | #VALUE! | #VALUE! | #VALUE! | #VALUE! | #VALUE! | #VALUE! | #VALUE! | #VALUE! | 0.02149 | 6.7513 | 0.45119 | 0.15224 | -0.018855 | -0.090616 | -0.01573 | 0.059678 | 0.025317 | -0.038953 | -0.030416 | 0.49386
0.0215 | 6.7544 | 0.45399 | #VALUE! | #VALUE! | #VALUE! | #VALUE! | #VALUE! | #VALUE! | #VALUE! | #VALUE! | #VALUE! | 0.0215 | 6.7544 | 0.45399 | 0.14991 | -0.021901 | -0.089101 | -0.012515 | 0.059261 | 0.0227 | -0.039508 | -0.028284 | 0.49455
0.02151 | 6.7576 | 0.45679 | #VALUE! | #VALUE! | #VALUE! | #VALUE! | #VALUE! | #VALUE! | #VALUE! | #VALUE! | #VALUE! | 0.02151 | 6.7576 | 0.45679 | 0.14753 | -0.024936 | -0.087479 | -0.0092782 | 0.058676 | 0.020001 | -0.039856 | -0.025978 | 0.49547
0.02152 | 6.7607 | 0.45958 | #VALUE! | #VALUE! | #VALUE! | #VALUE! | #VALUE! | #VALUE! | #VALUE! | #VALUE! | #VALUE! | 0.02152 | 6.7607 | 0.45958 | 0.14512 | -0.027959 | -0.085753 | -0.0060261 | 0.057923 | 0.017232 | -0.039997 | -0.023511 | 0.49661
0.02153 | 6.7638 | 0.46237 | #VALUE! | #VALUE! | #VALUE! | #VALUE! | #VALUE! | #VALUE! | #VALUE! | #VALUE! | #VALUE! | 0.02153 | 6.7638 | 0.46237 | 0.14268 | -0.030969 | -0.083924 | -0.0027641 | 0.057005 | 0.014401 | -0.039929 | -0.0209 | 0.49797
0.02154 | 6.767 | 0.46515 | #VALUE! | #VALUE! | #VALUE! | #VALUE! | #VALUE! | #VALUE! | #VALUE! | #VALUE! | #VALUE! | 0.02154 | 6.767 | 0.46515 | 0.1402 | -0.033964 | -0.081995 | 0.00050265 | 0.055924 | 0.011519 | -0.039652 | -0.01816 | 0.49952
0.02155 | 6.7701 | 0.46793 | #VALUE! | #VALUE! | #VALUE! | #VALUE! | #VALUE! | #VALUE! | #VALUE! | #VALUE! | #VALUE! | 0.02155 | 6.7701 | 0.46793 | 0.13768 | -0.036942 | -0.079968 | 0.0037685 | 0.054684 | 0.0085965 | -0.039169 | -0.015307 | 0.50128
0.02156 | 6.7733 | 0.4707 | #VALUE! | #VALUE! | #VALUE! | #VALUE! | #VALUE! | #VALUE! | #VALUE! | #VALUE! | #VALUE! | 0.02156 | 6.7733 | 0.4707 | 0.13513 | -0.039903 | -0.077846 | 0.0070281 | 0.053288 | 0.0056428 | -0.038481 | -0.012361 | 0.50321
0.02157 | 6.7764 | 0.47347 | #VALUE! | #VALUE! | #VALUE! | #VALUE! | #VALUE! | #VALUE! | #VALUE! | #VALUE! | #VALUE! | 0.02157 | 6.7764 | 0.47347 | 0.13255 | -0.042844 | -0.075631 | 0.010276 | 0.05174 | 0.0026691 | -0.037592 | -0.0093378 | 0.5053
0.02158 | 6.7796 | 0.47624 | #VALUE! | #VALUE! | #VALUE! | #VALUE! | #VALUE! | #VALUE! | #VALUE! | #VALUE! | #VALUE! | 0.02158 | 6.7796 | 0.47624 | 0.12994 | -0.045764 | -0.073326 | 0.013507 | 0.050045 | -0.00031416 | -0.036508 | -0.0062574 | 0.50756
0.02159 | 6.7827 | 0.479 | #VALUE! | #VALUE! | #VALUE! | #VALUE! | #VALUE! | #VALUE! | #VALUE! | #VALUE! | #VALUE! | 0.02159 | 6.7827 | 0.479 | 0.12729 | -0.048663 | -0.070932 | 0.016715 | 0.048206 | -0.0032963 | -0.035232 | -0.0031384 | 0.50995
0.0216 | 6.7858 | 0.48175 | #VALUE! | #VALUE! | #VALUE! | #VALUE! | #VALUE! | #VALUE! | #VALUE! | #VALUE! | #VALUE! | 0.0216 | 6.7858 | 0.48175 | 0.12461 | -0.051537 | -0.068455 | 0.019895 | 0.046231 | -0.0062667 | -0.033773 | -2.2337e-13 | 0.51246
0.02161 | 6.789 | 0.4845 | #VALUE! | #VALUE! | #VALUE! | #VALUE! | #VALUE! | #VALUE! | #VALUE! | #VALUE! | #VALUE! | 0.02161 | 6.789 | 0.4845 | 0.1219 | -0.054387 | -0.065895 | 0.023042 | 0.044123 | -0.0092147 | -0.032138 | 0.0031384 | 0.51507
0.02162 | 6.7921 | 0.48725 | #VALUE! | #VALUE! | #VALUE! | #VALUE! | #VALUE! | #VALUE! | #VALUE! | #VALUE! | #VALUE! | 0.02162 | 6.7921 | 0.48725 | 0.11916 | -0.057211 | -0.063257 | 0.026151 | 0.04189 | -0.01213 | -0.030334 | 0.0062574 | 0.51778
0.02163 | 6.7953 | 0.48999 | #VALUE! | #VALUE! | #VALUE! | #VALUE! | #VALUE! | #VALUE! | #VALUE! | #VALUE! | #VALUE! | 0.02163 | 6.7953 | 0.48999 | 0.11639 | -0.060007 | -0.060543 | 0.029216 | 0.039537 | -0.015002 | -0.028373 | 0.0093378 | 0.52055
0.02164 | 6.7984 | 0.49273 | #VALUE! | #VALUE! | #VALUE! | #VALUE! | #VALUE! | #VALUE! | #VALUE! | #VALUE! | #VALUE! | 0.02164 | 6.7984 | 0.49273 | 0.1136 | -0.062774 | -0.057757 | 0.032233 | 0.037072 | -0.017821 | -0.026263 | 0.012361 | 0.52337
0.02165 | 6.8015 | 0.49546 | #VALUE! | #VALUE! | #VALUE! | #VALUE! | #VALUE! | #VALUE! | #VALUE! | #VALUE! | #VALUE! | 0.02165 | 6.8015 | 0.49546 | 0.11077 | -0.06551 | -0.054902 | 0.035195 | 0.0345 | -0.020576 | -0.024017 | 0.015307 | 0.52623
0.02166 | 6.8047 | 0.49819 | #VALUE! | #VALUE! | #VALUE! | #VALUE! | #VALUE! | #VALUE! | #VALUE! | #VALUE! | #VALUE! | 0.02166 | 6.8047 | 0.49819 | 0.10792 | -0.068215 | -0.051982 | 0.038099 | 0.031831 | -0.023258 | -0.021645 | 0.01816 | 0.52909
0.02167 | 6.8078 | 0.50091 | #VALUE! | #VALUE! | #VALUE! | #VALUE! | #VALUE! | #VALUE! | #VALUE! | #VALUE! | #VALUE! | 0.02167 | 6.8078 | 0.50091 | 0.10504 | -0.070887 | -0.048999 | 0.040939 | 0.02907 | -0.025857 | -0.01916 | 0.0209 | 0.53195
0.02168 | 6.811 | 0.50362 | #VALUE! | #VALUE! | #VALUE! | #VALUE! | #VALUE! | #VALUE! | #VALUE! | #VALUE! | #VALUE! | 0.02168 | 6.811 | 0.50362 | 0.10213 | -0.073524 | -0.045958 | 0.043712 | 0.026227 | -0.028363 | -0.016575 | 0.023511 | 0.53478
0.02169 | 6.8141 | 0.50633 | #VALUE! | #VALUE! | #VALUE! | #VALUE! | #VALUE! | #VALUE! | #VALUE! | #VALUE! | #VALUE! | 0.02169 | 6.8141 | 0.50633 | 0.099201 | -0.076126 | -0.042862 | 0.046411 | 0.023309 | -0.030769 | -0.013904 | 0.025978 | 0.53757
0.0217 | 6.8173 | 0.50904 | #VALUE! | #VALUE! | #VALUE! | #VALUE! | #VALUE! | #VALUE! | #VALUE! | #VALUE! | #VALUE! | 0.0217 | 6.8173 | 0.50904 | 0.096246 | -0.078692 | -0.039715 | 0.049033 | 0.020324 | -0.033066 | -0.01116 | 0.028284 | 0.5403
0.02171 | 6.8204 | 0.51174 | #VALUE! | #VALUE! | #VALUE! | #VALUE! | #VALUE! | #VALUE! | #VALUE! | #VALUE! | #VALUE! | 0.02171 | 6.8204 | 0.51174 | 0.093267 | -0.081219 | -0.03652 | 0.051573 | 0.017282 | -0.035244 | -0.0083574 | 0.030416 | 0.54294
0.02172 | 6.8235 | 0.51444 | #VALUE! | #VALUE! | #VALUE! | #VALUE! | #VALUE! | #VALUE! | #VALUE! | #VALUE! | #VALUE! | 0.02172 | 6.8235 | 0.51444 | 0.090265 | -0.083707 | -0.033282 | 0.054027 | 0.01419 | -0.037297 | -0.0055116 | 0.032361 | 0.54548
0.02173 | 6.8267 | 0.51713 | #VALUE! | #VALUE! | #VALUE! | #VALUE! | #VALUE! | #VALUE! | #VALUE! | #VALUE! | #VALUE! | 0.02173 | 6.8267 | 0.51713 | 0.087241 | -0.086154 | -0.030004 | 0.056391 | 0.011058 | -0.039217 | -0.002637 | 0.034106 | 0.54791
0.02174 | 6.8298 | 0.51982 | #VALUE! | #VALUE! | #VALUE! | #VALUE! | #VALUE! | #VALUE! | #VALUE! | #VALUE! | #VALUE! | 0.02174 | 6.8298 | 0.51982 | 0.084195 | -0.08856 | -0.02669 | 0.05866 | 0.0078939 | -0.040998 | 0.00025133 | 0.03564 | 0.55021
0.02175 | 6.833 | 0.5225 | #VALUE! | #VALUE! | #VALUE! | #VALUE! | #VALUE! | #VALUE! | #VALUE! | #VALUE! | #VALUE! | 0.02175 | 6.833 | 0.5225 | 0.081129 | -0.090923 | -0.023345 | 0.060832 | 0.0047075 | -0.042632 | 0.0031384 | 0.036955 | 0.55236
0.02176 | 6.8361 | 0.52517 | #VALUE! | #VALUE! | #VALUE! | #VALUE! | #VALUE! | #VALUE! | #VALUE! | #VALUE! | #VALUE! | 0.02176 | 6.8361 | 0.52517 | 0.078042 | -0.093242 | -0.019971 | 0.062903 | 0.0015078 | -0.044115 | 0.006009 | 0.038042 | 0.55435
0.02177 | 6.8392 | 0.52785 | #VALUE! | #VALUE! | #VALUE! | #VALUE! | #VALUE! | #VALUE! | #VALUE! | #VALUE! | #VALUE! | 0.02177 | 6.8392 | 0.52785 | 0.074937 | -0.095516 | -0.016574 | 0.064869 | -0.0016962 | -0.04544 | 0.0088483 | 0.038895 | 0.55617
0.02178 | 6.8424 | 0.53051 | #VALUE! | #VALUE! | #VALUE! | #VALUE! | #VALUE! | #VALUE! | #VALUE! | #VALUE! | #VALUE! | 0.02178 | 6.8424 | 0.53051 | 0.071812 | -0.097743 | -0.013156 | 0.066726 | -0.0048954 | -0.046604 | 0.011641 | 0.039508 | 0.5578
0.02179 | 6.8455 | 0.53317 | #VALUE! | #VALUE! | #VALUE! | #VALUE! | #VALUE! | #VALUE! | #VALUE! | #VALUE! | #VALUE! | 0.02179 | 6.8455 | 0.53317 | 0.06867 | -0.099924 | -0.0097235 | 0.068473 | -0.0080807 | -0.047601 | 0.014374 | 0.039877 | 0.55924
0.0218 | 6.8487 | 0.53583 | #VALUE! | #VALUE! | #VALUE! | #VALUE! | #VALUE! | #VALUE! | #VALUE! | #VALUE! | #VALUE! | 0.0218 | 6.8487 | 0.53583 | 0.065512 | -0.10206 | -0.0062791 | 0.070105 | -0.011243 | -0.048429 | 0.017031 | 0.04 | 0.56047
0.02181 | 6.8518 | 0.53848 | #VALUE! | #VALUE! | #VALUE! | #VALUE! | #VALUE! | #VALUE! | #VALUE! | #VALUE! | #VALUE! | 0.02181 | 6.8518 | 0.53848 | 0.062337 | -0.10414 | -0.0028271 | 0.07162 | -0.014373 | -0.049085 | 0.0196 | 0.039877 | 0.56149
0.02182 | 6.855 | 0.54112 | #VALUE! | #VALUE! | #VALUE! | #VALUE! | #VALUE! | #VALUE! | #VALUE! | #VALUE! | #VALUE! | 0.02182 | 6.855 | 0.54112 | 0.059146 | -0.10617 | 0.00062831 | 0.073015 | -0.017462 | -0.049565 | 0.022066 | 0.039508 | 0.56229
0.02183 | 6.8581 | 0.54376 | #VALUE! | #VALUE! | #VALUE! | #VALUE! | #VALUE! | #VALUE! | #VALUE! | #VALUE! | #VALUE! | 0.02183 | 6.8581 | 0.54376 | 0.055941 | -0.10815 | 0.0040829 | 0.074289 | -0.020502 | -0.04987 | 0.024417 | 0.038895 | 0.56286
0.02184 | 6.8612 | 0.54639 | #VALUE! | #VALUE! | #VALUE! | #VALUE! | #VALUE! | #VALUE! | #VALUE! | #VALUE! | #VALUE! | 0.02184 | 6.8612 | 0.54639 | 0.052722 | -0.11008 | 0.0075327 | 0.075439 | -0.023482 | -0.049996 | 0.02664 | 0.038042 | 0.56321
0.02185 | 6.8644 | 0.54902 | #VALUE! | #VALUE! | #VALUE! | #VALUE! | #VALUE! | #VALUE! | #VALUE! | #VALUE! | #VALUE! | 0.02185 | 6.8644 | 0.54902 | 0.04949 | -0.11196 | 0.010973 | 0.076463 | -0.026396 | -0.049944 | 0.028725 | 0.036955 | 0.56333
0.02186 | 6.8675 | 0.55165 | #VALUE! | #VALUE! | #VALUE! | #VALUE! | #VALUE! | #VALUE! | #VALUE! | #VALUE! | #VALUE! | 0.02186 | 6.8675 | 0.55165 | 0.046246 | -0.11378 | 0.014401 | 0.07736 | -0.029235 | -0.049715 | 0.03066 | 0.03564 | 0.56323
0.02187 | 6.8707 | 0.55426 | #VALUE! | #VALUE! | #VALUE! | #VALUE! | #VALUE! | #VALUE! | #VALUE! | #VALUE! | #VALUE! | 0.02187 | 6.8707 | 0.55426 | 0.042991 | -0.11554 | 0.017812 | 0.078128 | -0.03199 | -0.049309 | 0.032434 | 0.034106 | 0.56289
0.02188 | 6.8738 | 0.55688 | #VALUE! | #VALUE! | #VALUE! | #VALUE! | #VALUE! | #VALUE! | #VALUE! | #VALUE! | #VALUE! | 0.02188 | 6.8738 | 0.55688 | 0.039725 | -0.11725 | 0.021201 | 0.078765 | -0.034654 | -0.048726 | 0.03404 | 0.032361 | 0.56233
0.02189 | 6.8769 | 0.55948 | #VALUE! | #VALUE! | #VALUE! | #VALUE! | #VALUE! | #VALUE! | #VALUE! | #VALUE! | #VALUE! | 0.02189 | 6.8769 | 0.55948 | 0.036449 | -0.11891 | 0.024565 | 0.079271 | -0.03722 | -0.047971 | 0.035468 | 0.030416 | 0.56155
0.0219 | 6.8801 | 0.56208 | #VALUE! | #VALUE! | #VALUE! | #VALUE! | #VALUE! | #VALUE! | #VALUE! | #VALUE! | #VALUE! | 0.0219 | 6.8801 | 0.56208 | 0.033164 | -0.1205 | 0.027899 | 0.079645 | -0.039679 | -0.047044 | 0.03671 | 0.028284 | 0.56056
0.02191 | 6.8832 | 0.56468 | #VALUE! | #VALUE! | #VALUE! | #VALUE! | #VALUE! | #VALUE! | #VALUE! | #VALUE! | #VALUE! | 0.02191 | 6.8832 | 0.56468 | 0.029871 | -0.12204 | 0.0312 | 0.079886 | -0.042025 | -0.04595 | 0.037761 | 0.025978 | 0.55936
0.02192 | 6.8864 | 0.56727 | #VALUE! | #VALUE! | #VALUE! | #VALUE! | #VALUE! | #VALUE! | #VALUE! | #VALUE! | #VALUE! | 0.02192 | 6.8864 | 0.56727 | 0.026571 | -0.12352 | 0.034464 | 0.079994 | -0.044251 | -0.044692 | 0.038615 | 0.023511 | 0.55796
0.02193 | 6.8895 | 0.56985 | #VALUE! | #VALUE! | #VALUE! | #VALUE! | #VALUE! | #VALUE! | #VALUE! | #VALUE! | #VALUE! | 0.02193 | 6.8895 | 0.56985 | 0.023264 | -0.12494 | 0.037687 | 0.079968 | -0.046351 | -0.043275 | 0.039268 | 0.0209 | 0.55637
0.02194 | 6.8927 | 0.57243 | #VALUE! | #VALUE! | #VALUE! | #VALUE! | #VALUE! | #VALUE! | #VALUE! | #VALUE! | #VALUE! | 0.02194 | 6.8927 | 0.57243 | 0.019951 | -0.1263 | 0.040865 | 0.079809 | -0.048318 | -0.041704 | 0.039715 | 0.01816 | 0.55461
0.02195 | 6.8958 | 0.57501 | #VALUE! | #VALUE! | #VALUE! | #VALUE! | #VALUE! | #VALUE! | #VALUE! | #VALUE! | #VALUE! | 0.02195 | 6.8958 | 0.57501 | 0.016633 | -0.1276 | 0.043994 | 0.079517 | -0.050148 | -0.039984 | 0.039956 | 0.015307 | 0.55268
0.02196 | 6.8989 | 0.57757 | #VALUE! | #VALUE! | #VALUE! | #VALUE! | #VALUE! | #VALUE! | #VALUE! | #VALUE! | #VALUE! | 0.02196 | 6.8989 | 0.57757 | 0.013312 | -0.12883 | 0.04707 | 0.079092 | -0.051835 | -0.038122 | 0.039987 | 0.012361 | 0.5506
0.02197 | 6.9021 | 0.58013 | #VALUE! | #VALUE! | #VALUE! | #VALUE! | #VALUE! | #VALUE! | #VALUE! | #VALUE! | #VALUE! | 0.02197 | 6.9021 | 0.58013 | 0.0099866 | -0.13001 | 0.050091 | 0.078535 | -0.053375 | -0.036124 | 0.03981 | 0.0093378 | 0.54839
0.02198 | 6.9052 | 0.58269 | #VALUE! | #VALUE! | #VALUE! | #VALUE! | #VALUE! | #VALUE! | #VALUE! | #VALUE! | #VALUE! | 0.02198 | 6.9052 | 0.58269 | 0.0066591 | -0.13112 | 0.053051 | 0.077848 | -0.054761 | -0.033998 | 0.039426 | 0.0062574 | 0.54606
0.02199 | 6.9084 | 0.58524 | #VALUE! | #VALUE! | #VALUE! | #VALUE! | #VALUE! | #VALUE! | #VALUE! | #VALUE! | #VALUE! | 0.02199 | 6.9084 | 0.58524 | 0.00333 | -0.13216 | 0.055948 | 0.07703 | -0.055992 | -0.03175 | 0.038835 | 0.0031384 | 0.54362
0.022 | 6.9115 | 0.58779 | #VALUE! | #VALUE! | #VALUE! | #VALUE! | #VALUE! | #VALUE! | #VALUE! | #VALUE! | #VALUE! | 0.022 | 6.9115 | 0.58779 | 2.4205e-13 | -0.13315 | 0.058779 | 0.076085 | -0.057063 | -0.029389 | 0.038042 | 2.2835e-13 | 0.54109
0.02201 | 6.9146 | 0.59032 | #VALUE! | #VALUE! | #VALUE! | #VALUE! | #VALUE! | #VALUE! | #VALUE! | #VALUE! | #VALUE! | 0.02201 | 6.9146 | 0.59032 | -0.00333 | -0.13407 | 0.061539 | 0.075012 | -0.057972 | -0.026924 | 0.037051 | -0.0031384 | 0.53849
0.02202 | 6.9178 | 0.59286 | #VALUE! | #VALUE! | #VALUE! | #VALUE! | #VALUE! | #VALUE! | #VALUE! | #VALUE! | #VALUE! | 0.02202 | 6.9178 | 0.59286 | -0.0066591 | -0.13492 | 0.064225 | 0.073814 | -0.058715 | -0.024363 | 0.035866 | -0.0062574 | 0.53585
0.02203 | 6.9209 | 0.59538 | #VALUE! | #VALUE! | #VALUE! | #VALUE! | #VALUE! | #VALUE! | #VALUE! | #VALUE! | #VALUE! | 0.02203 | 6.9209 | 0.59538 | -0.0099866 | -0.13571 | 0.066835 | 0.072493 | -0.05929 | -0.021714 | 0.034493 | -0.0093378 | 0.53317
0.02204 | 6.9241 | 0.5979 | #VALUE! | #VALUE! | #VALUE! | #VALUE! | #VALUE! | #VALUE! | #VALUE! | #VALUE! | #VALUE! | 0.02204 | 6.9241 | 0.5979 | -0.013312 | -0.13643 | 0.069365 | 0.071051 | -0.059697 | -0.018989 | 0.032941 | -0.012361 | 0.53047
0.02205 | 6.9272 | 0.60042 | #VALUE! | #VALUE! | #VALUE! | #VALUE! | #VALUE! | #VALUE! | #VALUE! | #VALUE! | #VALUE! | 0.02205 | 6.9272 | 0.60042 | -0.016633 | -0.13709 | 0.071813 | 0.069491 | -0.059933 | -0.016196 | 0.031217 | -0.015307 | 0.52778
0.02206 | 6.9304 | 0.60293 | #VALUE! | #VALUE! | #VALUE! | #VALUE! | #VALUE! | #VALUE! | #VALUE! | #VALUE! | #VALUE! | 0.02206 | 6.9304 | 0.60293 | -0.019951 | -0.13768 | 0.074174 | 0.067814 | -0.059999 | -0.013345 | 0.02933 | -0.01816 | 0.52511
0.02207 | 6.9335 | 0.60543 | #VALUE! | #VALUE! | #VALUE! | #VALUE! | #VALUE! | #VALUE! | #VALUE! | #VALUE! | #VALUE! | 0.02207 | 6.9335 | 0.60543 | -0.023264 | -0.13821 | 0.076447 | 0.066025 | -0.059893 | -0.010447 | 0.02729 | -0.0209 | 0.52248
0.02208 | 6.9366 | 0.60793 | #VALUE! | #VALUE! | #VALUE! | #VALUE! | #VALUE! | #VALUE! | #VALUE! | #VALUE! | #VALUE! | 0.02208 | 6.9366 | 0.60793 | -0.026571 | -0.13866 | 0.078629 | 0.064125 | -0.059617 | -0.0075113 | 0.025108 | -0.023511 | 0.51992
0.02209 | 6.9398 | 0.61042 | #VALUE! | #VALUE! | #VALUE! | #VALUE! | #VALUE! | #VALUE! | #VALUE! | #VALUE! | #VALUE! | 0.02209 | 6.9398 | 0.61042 | -0.029871 | -0.13906 | 0.080717 | 0.062119 | -0.05917 | -0.004549 | 0.022794 | -0.025978 | 0.51743
0.0221 | 6.9429 | 0.61291 | #VALUE! | #VALUE! | #VALUE! | #VALUE! | #VALUE! | #VALUE! | #VALUE! | #VALUE! | #VALUE! | 0.0221 | 6.9429 | 0.61291 | -0.033164 | -0.13938 | 0.082708 | 0.060009 | -0.058555 | -0.0015705 | 0.020362 | -0.028284 | 0.51503
0.02211 | 6.9461 | 0.61539 | #VALUE! | #VALUE! | #VALUE! | #VALUE! | #VALUE! | #VALUE! | #VALUE! | #VALUE! | #VALUE! | 0.02211 | 6.9461 | 0.61539 | -0.036449 | -0.13963 | 0.084601 | 0.057799 | -0.057773 | 0.0014135 | 0.017823 | -0.030416 | 0.51275
0.02212 | 6.9492 | 0.61786 | #VALUE! | #VALUE! | #VALUE! | #VALUE! | #VALUE! | #VALUE! | #VALUE! | #VALUE! | #VALUE! | 0.02212 | 6.9492 | 0.61786 | -0.039725 | -0.13982 | 0.086392 | 0.055492 | -0.056826 | 0.0043926 | 0.015191 | -0.032361 | 0.51059
0.02213 | 6.9523 | 0.62033 | #VALUE! | #VALUE! | #VALUE! | #VALUE! | #VALUE! | #VALUE! | #VALUE! | #VALUE! | #VALUE! | 0.02213 | 6.9523 | 0.62033 | -0.042991 | -0.13994 | 0.088081 | 0.053093 | -0.055717 | 0.0073559 | 0.01248 | -0.034106 | 0.50858
0.02214 | 6.9555 | 0.62279 | #VALUE! | #VALUE! | #VALUE! | #VALUE! | #VALUE! | #VALUE! | #VALUE! | #VALUE! | #VALUE! | 0.02214 | 6.9555 | 0.62279 | -0.046246 | -0.14 | 0.089664 | 0.050606 | -0.054449 | 0.010293 | 0.009704 | -0.03564 | 0.50672
0.02215 | 6.9586 | 0.62524 | #VALUE! | #VALUE! | #VALUE! | #VALUE! | #VALUE! | #VALUE! | #VALUE! | #VALUE! | #VALUE! | 0.02215 | 6.9586 | 0.62524 | -0.04949 | -0.13998 | 0.09114 | 0.048034 | -0.053026 | 0.013194 | 0.0068772 | -0.036955 | 0.50503
0.02216 | 6.9618 | 0.62769 | #VALUE! | #VALUE! | #VALUE! | #VALUE! | #VALUE! | #VALUE! | #VALUE! | #VALUE! | #VALUE! | 0.02216 | 6.9618 | 0.62769 | -0.052722 | -0.1399 | 0.092508 | 0.045382 | -0.051452 | 0.016047 | 0.0040145 | -0.038042 | 0.50353
0.02217 | 6.9649 | 0.63013 | #VALUE! | #VALUE! | #VALUE! | #VALUE! | #VALUE! | #VALUE! | #VALUE! | #VALUE! | #VALUE! | 0.02217 | 6.9649 | 0.63013 | -0.055941 | -0.13975 | 0.093765 | 0.042654 | -0.049731 | 0.018844 | 0.0011308 | -0.038895 | 0.50221
0.02218 | 6.9681 | 0.63257 | #VALUE! | #VALUE! | #VALUE! | #VALUE! | #VALUE! | #VALUE! | #VALUE! | #VALUE! | #VALUE! | 0.02218 | 6.9681 | 0.63257 | -0.059146 | -0.13953 | 0.09491 | 0.039855 | -0.047868 | 0.021573 | -0.0017587 | -0.039508 | 0.50109
0.02219 | 6.9712 | 0.635 | #VALUE! | #VALUE! | #VALUE! | #VALUE! | #VALUE! | #VALUE! | #VALUE! | #VALUE! | #VALUE! | 0.02219 | 6.9712 | 0.635 | -0.062337 | -0.13925 | 0.095941 | 0.036989 | -0.045868 | 0.024225 | -0.0046391 | -0.039877 | 0.50019
0.0222 | 6.9743 | 0.63742 | #VALUE! | #VALUE! | #VALUE! | #VALUE! | #VALUE! | #VALUE! | #VALUE! | #VALUE! | #VALUE! | 0.0222 | 6.9743 | 0.63742 | -0.065512 | -0.1389 | 0.096858 | 0.034062 | -0.043738 | 0.026791 | -0.0074953 | -0.04 | 0.49949
0.02221 | 6.9775 | 0.63984 | #VALUE! | #VALUE! | #VALUE! | #VALUE! | #VALUE! | #VALUE! | #VALUE! | #VALUE! | #VALUE! | 0.02221 | 6.9775 | 0.63984 | -0.06867 | -0.13848 | 0.09766 | 0.031078 | -0.041483 | 0.029262 | -0.010312 | -0.039877 | 0.49902
0.02222 | 6.9806 | 0.64225 | #VALUE! | #VALUE! | #VALUE! | #VALUE! | #VALUE! | #VALUE! | #VALUE! | #VALUE! | #VALUE! | 0.02222 | 6.9806 | 0.64225 | -0.071812 | -0.13799 | 0.098345 | 0.028043 | -0.03911 | 0.031629 | -0.013076 | -0.039508 | 0.49877
0.02223 | 6.9838 | 0.64466 | #VALUE! | #VALUE! | #VALUE! | #VALUE! | #VALUE! | #VALUE! | #VALUE! | #VALUE! | #VALUE! | 0.02223 | 6.9838 | 0.64466 | -0.074937 | -0.13744 | 0.098912 | 0.02496 | -0.036625 | 0.033882 | -0.015771 | -0.038895 | 0.49875
0.02224 | 6.9869 | 0.64706 | #VALUE! | #VALUE! | #VALUE! | #VALUE! | #VALUE! | #VALUE! | #VALUE! | #VALUE! | #VALUE! | 0.02224 | 6.9869 | 0.64706 | -0.078042 | -0.13682 | 0.099361 | 0.021836 | -0.034036 | 0.036015 | -0.018383 | -0.038042 | 0.49895
0.02225 | 6.99 | 0.64945 | #VALUE! | #VALUE! | #VALUE! | #VALUE! | #VALUE! | #VALUE! | #VALUE! | #VALUE! | #VALUE! | 0.02225 | 6.99 | 0.64945 | -0.081129 | -0.13613 | 0.099692 | 0.018676 | -0.03135 | 0.03802 | -0.0209 | -0.036955 | 0.49937
0.02226 | 6.9932 | 0.65183 | #VALUE! | #VALUE! | #VALUE! | #VALUE! | #VALUE! | #VALUE! | #VALUE! | #VALUE! | #VALUE! | 0.02226 | 6.9932 | 0.65183 | -0.084195 | -0.13538 | 0.099903 | 0.015484 | -0.028574 | 0.03989 | -0.023308 | -0.03564 | 0.50001
0.02227 | 6.9963 | 0.65421 | #VALUE! | #VALUE! | #VALUE! | #VALUE! | #VALUE! | #VALUE! | #VALUE! | #VALUE! | #VALUE! | 0.02227 | 6.9963 | 0.65421 | -0.087241 | -0.13456 | 0.099996 | 0.012266 | -0.025717 | 0.041617 | -0.025594 | -0.034106 | 0.50087
0.02228 | 6.9995 | 0.65659 | #VALUE! | #VALUE! | #VALUE! | #VALUE! | #VALUE! | #VALUE! | #VALUE! | #VALUE! | #VALUE! | 0.02228 | 6.9995 | 0.65659 | -0.090265 | -0.13368 | 0.099968 | 0.0090285 | -0.022787 | 0.043196 | -0.027746 | -0.032361 | 0.50194
0.02229 | 7.0026 | 0.65895 | #VALUE! | #VALUE! | #VALUE! | #VALUE! | #VALUE! | #VALUE! | #VALUE! | #VALUE! | #VALUE! | 0.02229 | 7.0026 | 0.65895 | -0.093267 | -0.13273 | 0.099822 | 0.0057755 | -0.019791 | 0.044621 | -0.029754 | -0.030416 | 0.50321
0.0223 | 7.0058 | 0.66131 | #VALUE! | #VALUE! | #VALUE! | #VALUE! | #VALUE! | #VALUE! | #VALUE! | #VALUE! | #VALUE! | 0.0223 | 7.0058 | 0.66131 | -0.096246 | -0.13172 | 0.099556 | 0.0025129 | -0.016739 | 0.045888 | -0.031606 | -0.028284 | 0.50467
0.02231 | 7.0089 | 0.66367 | #VALUE! | #VALUE! | #VALUE! | #VALUE! | #VALUE! | #VALUE! | #VALUE! | #VALUE! | #VALUE! | 0.02231 | 7.0089 | 0.66367 | -0.099201 | -0.13065 | 0.099172 | -0.00075397 | -0.01364 | 0.046991 | -0.033294 | -0.025978 | 0.50631
0.02232 | 7.012 | 0.66601 | #VALUE! | #VALUE! | #VALUE! | #VALUE! | #VALUE! | #VALUE! | #VALUE! | #VALUE! | #VALUE! | 0.02232 | 7.012 | 0.66601 | -0.10213 | -0.12951 | 0.098669 | -0.0040195 | -0.010501 | 0.047926 | -0.034807 | -0.023511 | 0.50812
0.02233 | 7.0152 | 0.66835 | #VALUE! | #VALUE! | #VALUE! | #VALUE! | #VALUE! | #VALUE! | #VALUE! | #VALUE! | #VALUE! | 0.02233 | 7.0152 | 0.66835 | -0.10504 | -0.12831 | 0.098048 | -0.0072784 | -0.0073329 | 0.048691 | -0.036139 | -0.0209 | 0.51009
0.02234 | 7.0183 | 0.67069 | #VALUE! | #VALUE! | #VALUE! | #VALUE! | #VALUE! | #VALUE! | #VALUE! | #VALUE! | #VALUE! | 0.02234 | 7.0183 | 0.67069 | -0.10792 | -0.12705 | 0.09731 | -0.010525 | -0.0041436 | 0.049282 | -0.037283 | -0.01816 | 0.5122
0.02235 | 7.0215 | 0.67301 | #VALUE! | #VALUE! | #VALUE! | #VALUE! | #VALUE! | #VALUE! | #VALUE! | #VALUE! | #VALUE! | 0.02235 | 7.0215 | 0.67301 | -0.11077 | -0.12572 | 0.096456 | -0.013754 | -0.00094244 | 0.049698 | -0.038232 | -0.015307 | 0.51444
0.02236 | 7.0246 | 0.67533 | #VALUE! | #VALUE! | #VALUE! | #VALUE! | #VALUE! | #VALUE! | #VALUE! | #VALUE! | #VALUE! | 0.02236 | 7.0246 | 0.67533 | -0.1136 | -0.12434 | 0.095486 | -0.016961 | 0.0022614 | 0.049937 | -0.038981 | -0.012361 | 0.51678
0.02237 | 7.0277 | 0.67765 | #VALUE! | #VALUE! | #VALUE! | #VALUE! | #VALUE! | #VALUE! | #VALUE! | #VALUE! | #VALUE! | 0.02237 | 7.0277 | 0.67765 | -0.11639 | -0.12289 | 0.094403 | -0.020139 | 0.0054588 | 0.049998 | -0.039527 | -0.0093378 | 0.51922
0.02238 | 7.0309 | 0.67995 | #VALUE! | #VALUE! | #VALUE! | #VALUE! | #VALUE! | #VALUE! | #VALUE! | #VALUE! | #VALUE! | 0.02238 | 7.0309 | 0.67995 | -0.11916 | -0.12139 | 0.093207 | -0.023283 | 0.0086406 | 0.049881 | -0.039867 | -0.0062574 | 0.52172
0.02239 | 7.034 | 0.68225 | #VALUE! | #VALUE! | #VALUE! | #VALUE! | #VALUE! | #VALUE! | #VALUE! | #VALUE! | #VALUE! | 0.02239 | 7.034 | 0.68225 | -0.1219 | -0.11983 | 0.0919 | -0.026388 | 0.011798 | 0.049586 | -0.039998 | -0.0031384 | 0.52428
0.0224 | 7.0372 | 0.68455 | #VALUE! | #VALUE! | #VALUE! | #VALUE! | #VALUE! | #VALUE! | #VALUE! | #VALUE! | #VALUE! | 0.0224 | 7.0372 | 0.68455 | -0.12461 | -0.11821 | 0.090483 | -0.02945 | 0.014921 | 0.049114 | -0.039921 | -2.3333e-13 | 0.52688
0.02241 | 7.0403 | 0.68683 | #VALUE! | #VALUE! | #VALUE! | #VALUE! | #VALUE! | #VALUE! | #VALUE! | #VALUE! | #VALUE! | 0.02241 | 7.0403 | 0.68683 | -0.12729 | -0.11653 | 0.088958 | -0.032462 | 0.018002 | 0.048468 | -0.039636 | 0.0031384 | 0.52949
0.02242 | 7.0435 | 0.68911 | #VALUE! | #VALUE! | #VALUE! | #VALUE! | #VALUE! | #VALUE! | #VALUE! | #VALUE! | #VALUE! | 0.02242 | 7.0435 | 0.68911 | -0.12994 | -0.11479 | 0.087326 | -0.035421 | 0.021032 | 0.047649 | -0.039143 | 0.0062574 | 0.53208
0.02243 | 7.0466 | 0.69139 | #VALUE! | #VALUE! | #VALUE! | #VALUE! | #VALUE! | #VALUE! | #VALUE! | #VALUE! | #VALUE! | 0.02243 | 7.0466 | 0.69139 | -0.13255 | -0.113 | 0.085591 | -0.03832 | 0.024002 | 0.04666 | -0.038447 | 0.0093378 | 0.53466
0.02244 | 7.0497 | 0.69365 | #VALUE! | #VALUE! | #VALUE! | #VALUE! | #VALUE! | #VALUE! | #VALUE! | #VALUE! | #VALUE! | 0.02244 | 7.0497 | 0.69365 | -0.13513 | -0.11116 | 0.083753 | -0.041155 | 0.026903 | 0.045505 | -0.037549 | 0.012361 | 0.53718
0.02245 | 7.0529 | 0.69591 | #VALUE! | #VALUE! | #VALUE! | #VALUE! | #VALUE! | #VALUE! | #VALUE! | #VALUE! | #VALUE! | 0.02245 | 7.0529 | 0.69591 | -0.13768 | -0.10926 | 0.081815 | -0.043922 | 0.029728 | 0.044188 | -0.036456 | 0.015307 | 0.53963
0.02246 | 7.056 | 0.69817 | #VALUE! | #VALUE! | #VALUE! | #VALUE! | #VALUE! | #VALUE! | #VALUE! | #VALUE! | #VALUE! | 0.02246 | 7.056 | 0.69817 | -0.1402 | -0.10731 | 0.079779 | -0.046615 | 0.032467 | 0.042714 | -0.035173 | 0.01816 | 0.54199
0.02247 | 7.0592 | 0.70041 | #VALUE! | #VALUE! | #VALUE! | #VALUE! | #VALUE! | #VALUE! | #VALUE! | #VALUE! | #VALUE! | 0.02247 | 7.0592 | 0.70041 | -0.14268 | -0.10531 | 0.077649 | -0.049231 | 0.035114 | 0.041087 | -0.033706 | 0.0209 | 0.54424
0.02248 | 7.0623 | 0.70265 | #VALUE! | #VALUE! | #VALUE! | #VALUE! | #VALUE! | #VALUE! | #VALUE! | #VALUE! | #VALUE! | 0.02248 | 7.0623 | 0.70265 | -0.14512 | -0.10325 | 0.075425 | -0.051764 | 0.037661 | 0.039314 | -0.032063 | 0.023511 | 0.54636
0.02249 | 7.0654 | 0.70488 | #VALUE! | #VALUE! | #VALUE! | #VALUE! | #VALUE! | #VALUE! | #VALUE! | #VALUE! | #VALUE! | 0.02249 | 7.0654 | 0.70488 | -0.14753 | -0.10115 | 0.073112 | -0.054212 | 0.040101 | 0.037401 | -0.030252 | 0.025978 | 0.54833
0.0225 | 7.0686 | 0.70711 | #VALUE! | #VALUE! | #VALUE! | #VALUE! | #VALUE! | #VALUE! | #VALUE! | #VALUE! | #VALUE! | 0.0225 | 7.0686 | 0.70711 | -0.14991 | -0.098995 | 0.070711 | -0.056569 | 0.042426 | 0.035355 | -0.028284 | 0.028284 | 0.55013
0.02251 | 7.0717 | 0.70932 | #VALUE! | #VALUE! | #VALUE! | #VALUE! | #VALUE! | #VALUE! | #VALUE! | #VALUE! | #VALUE! | 0.02251 | 7.0717 | 0.70932 | -0.15224 | -0.096794 | 0.068225 | -0.058831 | 0.044631 | 0.033183 | -0.026169 | 0.030416 | 0.55174
0.02252 | 7.0749 | 0.71154 | #VALUE! | #VALUE! | #VALUE! | #VALUE! | #VALUE! | #VALUE! | #VALUE! | #VALUE! | #VALUE! | 0.02252 | 7.0749 | 0.71154 | -0.15454 | -0.094547 | 0.065659 | -0.060995 | 0.046708 | 0.030893 | -0.023916 | 0.032361 | 0.55316
0.02253 | 7.078 | 0.71374 | #VALUE! | #VALUE! | #VALUE! | #VALUE! | #VALUE! | #VALUE! | #VALUE! | #VALUE! | #VALUE! | 0.02253 | 7.078 | 0.71374 | -0.1568 | -0.092253 | 0.063013 | -0.063058 | 0.048652 | 0.028493 | -0.021539 | 0.034106 | 0.55435
0.02254 | 7.0811 | 0.71594 | #VALUE! | #VALUE! | #VALUE! | #VALUE! | #VALUE! | #VALUE! | #VALUE! | #VALUE! | #VALUE! | 0.02254 | 7.0811 | 0.71594 | -0.15902 | -0.089915 | 0.060293 | -0.065016 | 0.050457 | 0.025991 | -0.01905 | 0.03564 | 0.55531
0.02255 | 7.0843 | 0.71813 | #VALUE! | #VALUE! | #VALUE! | #VALUE! | #VALUE! | #VALUE! | #VALUE! | #VALUE! | #VALUE! | 0.02255 | 7.0843 | 0.71813 | -0.16121 | -0.087534 | 0.057501 | -0.066865 | 0.052118 | 0.023396 | -0.016461 | 0.036955 | 0.55603
0.02256 | 7.0874 | 0.72031 | #VALUE! | #VALUE! | #VALUE! | #VALUE! | #VALUE! | #VALUE! | #VALUE! | #VALUE! | #VALUE! | 0.02256 | 7.0874 | 0.72031 | -0.16335 | -0.08511 | 0.054639 | -0.068602 | 0.05363 | 0.020719 | -0.013786 | 0.038042 | 0.55649
0.02257 | 7.0906 | 0.72248 | #VALUE! | #VALUE! | #VALUE! | #VALUE! | #VALUE! | #VALUE! | #VALUE! | #VALUE! | #VALUE! | 0.02257 | 7.0906 | 0.72248 | -0.16545 | -0.082645 | 0.051713 | -0.070225 | 0.05499 | 0.017967 | -0.011039 | 0.038895 | 0.55669
0.02258 | 7.0937 | 0.72465 | #VALUE! | #VALUE! | #VALUE! | #VALUE! | #VALUE! | #VALUE! | #VALUE! | #VALUE! | #VALUE! | 0.02258 | 7.0937 | 0.72465 | -0.16751 | -0.08014 | 0.048725 | -0.071731 | 0.056193 | 0.015152 | -0.0082345 | 0.039508 | 0.55661
0.02259 | 7.0969 | 0.72681 | #VALUE! | #VALUE! | #VALUE! | #VALUE! | #VALUE! | #VALUE! | #VALUE! | #VALUE! | #VALUE! | 0.02259 | 7.0969 | 0.72681 | -0.16953 | -0.077597 | 0.045679 | -0.073118 | 0.057236 | 0.012282 | -0.0053871 | 0.039877 | 0.55625
0.0226 | 7.1 | 0.72897 | #VALUE! | #VALUE! | #VALUE! | #VALUE! | #VALUE! | #VALUE! | #VALUE! | #VALUE! | #VALUE! | 0.0226 | 7.1 | 0.72897 | -0.17151 | -0.075016 | 0.042578 | -0.074382 | 0.058115 | 0.0093691 | -0.0025116 | 0.04 | 0.55561
0.02261 | 7.1031 | 0.73112 | #VALUE! | #VALUE! | #VALUE! | #VALUE! | #VALUE! | #VALUE! | #VALUE! | #VALUE! | #VALUE! | 0.02261 | 7.1031 | 0.73112 | -0.17345 | -0.072398 | 0.039426 | -0.075523 | 0.058829 | 0.0064225 | 0.00037699 | 0.039877 | 0.55468
0.02262 | 7.1063 | 0.73326 | #VALUE! | #VALUE! | #VALUE! | #VALUE! | #VALUE! | #VALUE! | #VALUE! | #VALUE! | #VALUE! | 0.02262 | 7.1063 | 0.73326 | -0.17534 | -0.069746 | 0.036228 | -0.076537 | 0.059375 | 0.003453 | 0.0032636 | 0.039508 | 0.55346
0.02263 | 7.1094 | 0.73539 | #VALUE! | #VALUE! | #VALUE! | #VALUE! | #VALUE! | #VALUE! | #VALUE! | #VALUE! | #VALUE! | 0.02263 | 7.1094 | 0.73539 | -0.17719 | -0.06706 | 0.032986 | -0.077424 | 0.059751 | 0.00047123 | 0.0061332 | 0.038895 | 0.55195
0.02264 | 7.1126 | 0.73751 | #VALUE! | #VALUE! | #VALUE! | #VALUE! | #VALUE! | #VALUE! | #VALUE! | #VALUE! | #VALUE! | 0.02264 | 7.1126 | 0.73751 | -0.179 | -0.064341 | 0.029704 | -0.078181 | 0.059957 | -0.0025122 | 0.0089708 | 0.038042 | 0.55016
0.02265 | 7.1157 | 0.73963 | #VALUE! | #VALUE! | #VALUE! | #VALUE! | #VALUE! | #VALUE! | #VALUE! | #VALUE! | #VALUE! | 0.02265 | 7.1157 | 0.73963 | -0.18076 | -0.061591 | 0.026387 | -0.078809 | 0.059993 | -0.0054867 | 0.011762 | 0.036955 | 0.54808
0.02266 | 7.1188 | 0.74174 | #VALUE! | #VALUE! | #VALUE! | #VALUE! | #VALUE! | #VALUE! | #VALUE! | #VALUE! | #VALUE! | 0.02266 | 7.1188 | 0.74174 | -0.18248 | -0.058812 | 0.023039 | -0.079305 | 0.059857 | -0.0084417 | 0.014491 | 0.03564 | 0.54573
0.02267 | 7.122 | 0.74385 | #VALUE! | #VALUE! | #VALUE! | #VALUE! | #VALUE! | #VALUE! | #VALUE! | #VALUE! | #VALUE! | 0.02267 | 7.122 | 0.74385 | -0.18415 | -0.056004 | 0.019663 | -0.079668 | 0.05955 | -0.011367 | 0.017145 | 0.034106 | 0.54312
0.02268 | 7.1251 | 0.74594 | #VALUE! | #VALUE! | #VALUE! | #VALUE! | #VALUE! | #VALUE! | #VALUE! | #VALUE! | #VALUE! | 0.02268 | 7.1251 | 0.74594 | -0.18578 | -0.053169 | 0.016264 | -0.079899 | 0.059074 | -0.014251 | 0.019709 | 0.032361 | 0.54025
0.02269 | 7.1283 | 0.74803 | #VALUE! | #VALUE! | #VALUE! | #VALUE! | #VALUE! | #VALUE! | #VALUE! | #VALUE! | #VALUE! | 0.02269 | 7.1283 | 0.74803 | -0.18736 | -0.050308 | 0.012845 | -0.079996 | 0.058429 | -0.017085 | 0.022171 | 0.030416 | 0.53714
0.0227 | 7.1314 | 0.75011 | #VALUE! | #VALUE! | #VALUE! | #VALUE! | #VALUE! | #VALUE! | #VALUE! | #VALUE! | #VALUE! | 0.0227 | 7.1314 | 0.75011 | -0.18889 | -0.047423 | 0.0094108 | -0.079961 | 0.057618 | -0.019857 | 0.024516 | 0.028284 | 0.53381
0.02271 | 7.1346 | 0.75218 | #VALUE! | #VALUE! | #VALUE! | #VALUE! | #VALUE! | #VALUE! | #VALUE! | #VALUE! | #VALUE! | 0.02271 | 7.1346 | 0.75218 | -0.19038 | -0.044515 | 0.0059655 | -0.079791 | 0.056642 | -0.022559 | 0.026734 | 0.025978 | 0.53026
0.02272 | 7.1377 | 0.75425 | #VALUE! | #VALUE! | #VALUE! | #VALUE! | #VALUE! | #VALUE! | #VALUE! | #VALUE! | #VALUE! | 0.02272 | 7.1377 | 0.75425 | -0.19182 | -0.041586 | 0.002513 | -0.079489 | 0.055505 | -0.025181 | 0.028812 | 0.023511 | 0.52651
0.02273 | 7.1408 | 0.75631 | #VALUE! | #VALUE! | #VALUE! | #VALUE! | #VALUE! | #VALUE! | #VALUE! | #VALUE! | #VALUE! | 0.02273 | 7.1408 | 0.75631 | -0.19322 | -0.038636 | -0.00094246 | -0.079054 | 0.054209 | -0.027713 | 0.03074 | 0.0209 | 0.5226
0.02274 | 7.144 | 0.75836 | #VALUE! | #VALUE! | #VALUE! | #VALUE! | #VALUE! | #VALUE! | #VALUE! | #VALUE! | #VALUE! | 0.02274 | 7.144 | 0.75836 | -0.19456 | -0.035668 | -0.0043968 | -0.078487 | 0.052759 | -0.030146 | 0.032508 | 0.01816 | 0.51853
0.02275 | 7.1471 | 0.76041 | #VALUE! | #VALUE! | #VALUE! | #VALUE! | #VALUE! | #VALUE! | #VALUE! | #VALUE! | #VALUE! | 0.02275 | 7.1471 | 0.76041 | -0.19586 | -0.032682 | -0.0078459 | -0.07779 | 0.051158 | -0.032472 | 0.034106 | 0.015307 | 0.51432
0.02276 | 7.1503 | 0.76244 | #VALUE! | #VALUE! | #VALUE! | #VALUE! | #VALUE! | #VALUE! | #VALUE! | #VALUE! | #VALUE! | 0.02276 | 7.1503 | 0.76244 | -0.19711 | -0.029681 | -0.011286 | -0.076962 | 0.049412 | -0.034683 | 0.035525 | 0.012361 | 0.51002
0.02277 | 7.1534 | 0.76447 | #VALUE! | #VALUE! | #VALUE! | #VALUE! | #VALUE! | #VALUE! | #VALUE! | #VALUE! | #VALUE! | 0.02277 | 7.1534 | 0.76447 | -0.19831 | -0.026665 | -0.014712 | -0.076006 | 0.047525 | -0.036769 | 0.03676 | 0.0093378 | 0.50563
0.02278 | 7.1565 | 0.76649 | #VALUE! | #VALUE! | #VALUE! | #VALUE! | #VALUE! | #VALUE! | #VALUE! | #VALUE! | #VALUE! | 0.02278 | 7.1565 | 0.76649 | -0.19947 | -0.023637 | -0.018121 | -0.074924 | 0.045502 | -0.038725 | 0.037803 | 0.0062574 | 0.50118
0.02279 | 7.1597 | 0.76851 | #VALUE! | #VALUE! | #VALUE! | #VALUE! | #VALUE! | #VALUE! | #VALUE! | #VALUE! | #VALUE! | 0.02279 | 7.1597 | 0.76851 | -0.20057 | -0.020597 | -0.021508 | -0.073717 | 0.043349 | -0.040543 | 0.038648 | 0.0031384 | 0.49671
0.0228 | 7.1628 | 0.77051 | #VALUE! | #VALUE! | #VALUE! | #VALUE! | #VALUE! | #VALUE! | #VALUE! | #VALUE! | #VALUE! | 0.0228 | 7.1628 | 0.77051 | -0.20162 | -0.017547 | -0.024869 | -0.072386 | 0.041073 | -0.042216 | 0.039291 | 2.3831e-13 | 0.49224
0.02281 | 7.166 | 0.77251 | #VALUE! | #VALUE! | #VALUE! | #VALUE! | #VALUE! | #VALUE! | #VALUE! | #VALUE! | #VALUE! | 0.02281 | 7.166 | 0.77251 | -0.20263 | -0.014488 | -0.028201 | -0.070935 | 0.038679 | -0.043739 | 0.03973 | -0.0031384 | 0.48779
0.02282 | 7.1691 | 0.7745 | #VALUE! | #VALUE! | #VALUE! | #VALUE! | #VALUE! | #VALUE! | #VALUE! | #VALUE! | #VALUE! | 0.02282 | 7.1691 | 0.7745 | -0.20358 | -0.011423 | -0.031499 | -0.069366 | 0.036176 | -0.045107 | 0.039961 | -0.0062574 | 0.48341
0.02283 | 7.1723 | 0.77649 | #VALUE! | #VALUE! | #VALUE! | #VALUE! | #VALUE! | #VALUE! | #VALUE! | #VALUE! | #VALUE! | 0.02283 | 7.1723 | 0.77649 | -0.20449 | -0.0083517 | -0.034759 | -0.067681 | 0.033569 | -0.046313 | 0.039984 | -0.0093378 | 0.47911
0.02284 | 7.1754 | 0.77846 | #VALUE! | #VALUE! | #VALUE! | #VALUE! | #VALUE! | #VALUE! | #VALUE! | #VALUE! | #VALUE! | 0.02284 | 7.1754 | 0.77846 | -0.20534 | -0.0052766 | -0.037978 | -0.065883 | 0.030866 | -0.047355 | 0.039798 | -0.012361 | 0.47493
0.02285 | 7.1785 | 0.78043 | #VALUE! | #VALUE! | #VALUE! | #VALUE! | #VALUE! | #VALUE! | #VALUE! | #VALUE! | #VALUE! | 0.02285 | 7.1785 | 0.78043 | -0.20614 | -0.002199 | -0.041151 | -0.063975 | 0.028076 | -0.048228 | 0.039404 | -0.015307 | 0.47091
0.02286 | 7.1817 | 0.78239 | #VALUE! | #VALUE! | #VALUE! | #VALUE! | #VALUE! | #VALUE! | #VALUE! | #VALUE! | #VALUE! | 0.02286 | 7.1817 | 0.78239 | -0.20689 | 0.00087964 | -0.044276 | -0.06196 | 0.025205 | -0.048929 | 0.038805 | -0.01816 | 0.46706
0.02287 | 7.1848 | 0.78434 | #VALUE! | #VALUE! | #VALUE! | #VALUE! | #VALUE! | #VALUE! | #VALUE! | #VALUE! | #VALUE! | 0.02287 | 7.1848 | 0.78434 | -0.2076 | 0.0039579 | -0.047347 | -0.059842 | 0.022263 | -0.049456 | 0.038003 | -0.0209 | 0.46343
0.02288 | 7.188 | 0.78629 | #VALUE! | #VALUE! | #VALUE! | #VALUE! | #VALUE! | #VALUE! | #VALUE! | #VALUE! | #VALUE! | 0.02288 | 7.188 | 0.78629 | -0.20824 | 0.0070342 | -0.050362 | -0.057625 | 0.019257 | -0.049807 | 0.037003 | -0.023511 | 0.46003
0.02289 | 7.1911 | 0.78823 | #VALUE! | #VALUE! | #VALUE! | #VALUE! | #VALUE! | #VALUE! | #VALUE! | #VALUE! | #VALUE! | 0.02289 | 7.1911 | 0.78823 | -0.20884 | 0.010107 | -0.053317 | -0.055311 | 0.016196 | -0.04998 | 0.03581 | -0.025978 | 0.45691
0.0229 | 7.1942 | 0.79016 | #VALUE! | #VALUE! | #VALUE! | #VALUE! | #VALUE! | #VALUE! | #VALUE! | #VALUE! | #VALUE! | 0.0229 | 7.1942 | 0.79016 | -0.20939 | 0.013175 | -0.056208 | -0.052905 | 0.013089 | -0.049975 | 0.03443 | -0.028284 | 0.45409
0.02291 | 7.1974 | 0.79208 | #VALUE! | #VALUE! | #VALUE! | #VALUE! | #VALUE! | #VALUE! | #VALUE! | #VALUE! | #VALUE! | 0.02291 | 7.1974 | 0.79208 | -0.20989 | 0.016237 | -0.059032 | -0.050411 | 0.0099442 | -0.049793 | 0.03287 | -0.030416 | 0.45159
0.02292 | 7.2005 | 0.79399 | #VALUE! | #VALUE! | #VALUE! | #VALUE! | #VALUE! | #VALUE! | #VALUE! | #VALUE! | #VALUE! | 0.02292 | 7.2005 | 0.79399 | -0.21033 | 0.019291 | -0.061786 | -0.047832 | 0.0067714 | -0.049433 | 0.031138 | -0.032361 | 0.44945
0.02293 | 7.2037 | 0.7959 | #VALUE! | #VALUE! | #VALUE! | #VALUE! | #VALUE! | #VALUE! | #VALUE! | #VALUE! | #VALUE! | 0.02293 | 7.2037 | 0.7959 | -0.21072 | 0.022335 | -0.064466 | -0.045174 | 0.0035793 | -0.048896 | 0.029245 | -0.034106 | 0.44769
0.02294 | 7.2068 | 0.79779 | #VALUE! | #VALUE! | #VALUE! | #VALUE! | #VALUE! | #VALUE! | #VALUE! | #VALUE! | #VALUE! | 0.02294 | 7.2068 | 0.79779 | -0.21106 | 0.025369 | -0.067069 | -0.042441 | 0.00037699 | -0.048186 | 0.027198 | -0.03564 | 0.44634
0.02295 | 7.21 | 0.79968 | #VALUE! | #VALUE! | #VALUE! | #VALUE! | #VALUE! | #VALUE! | #VALUE! | #VALUE! | #VALUE! | 0.02295 | 7.21 | 0.79968 | -0.21135 | 0.02839 | -0.069591 | -0.039637 | -0.0028264 | -0.047304 | 0.02501 | -0.036955 | 0.44542
0.02296 | 7.2131 | 0.80157 | #VALUE! | #VALUE! | #VALUE! | #VALUE! | #VALUE! | #VALUE! | #VALUE! | #VALUE! | #VALUE! | 0.02296 | 7.2131 | 0.80157 | -0.21158 | 0.031398 | -0.072031 | -0.036766 | -0.0060217 | -0.046254 | 0.022691 | -0.038042 | 0.44496
0.02297 | 7.2162 | 0.80344 | #VALUE! | #VALUE! | #VALUE! | #VALUE! | #VALUE! | #VALUE! | #VALUE! | #VALUE! | #VALUE! | 0.02297 | 7.2162 | 0.80344 | -0.21176 | 0.03439 | -0.074385 | -0.033835 | -0.0091998 | -0.045039 | 0.020253 | -0.038895 | 0.44497
0.02298 | 7.2194 | 0.80531 | #VALUE! | #VALUE! | #VALUE! | #VALUE! | #VALUE! | #VALUE! | #VALUE! | #VALUE! | #VALUE! | 0.02298 | 7.2194 | 0.80531 | -0.2119 | 0.037366 | -0.076649 | -0.030847 | -0.012352 | -0.043663 | 0.01771 | -0.039508 | 0.44547
0.02299 | 7.2225 | 0.80717 | #VALUE! | #VALUE! | #VALUE! | #VALUE! | #VALUE! | #VALUE! | #VALUE! | #VALUE! | #VALUE! | 0.02299 | 7.2225 | 0.80717 | -0.21197 | 0.040324 | -0.078823 | -0.027807 | -0.015468 | -0.042132 | 0.015075 | -0.039877 | 0.44648
0.023 | 7.2257 | 0.80902 | #VALUE! | #VALUE! | #VALUE! | #VALUE! | #VALUE! | #VALUE! | #VALUE! | #VALUE! | #VALUE! | 0.023 | 7.2257 | 0.80902 | -0.212 | 0.043262 | -0.080902 | -0.024721 | -0.018541 | -0.040451 | 0.012361 | -0.04 | 0.44803
0.02301 | 7.2288 | 0.81086 | #VALUE! | #VALUE! | #VALUE! | #VALUE! | #VALUE! | #VALUE! | #VALUE! | #VALUE! | #VALUE! | 0.02301 | 7.2288 | 0.81086 | -0.21197 | 0.04618 | -0.082884 | -0.021594 | -0.021561 | -0.038626 | 0.009582 | -0.039877 | 0.45011
0.02302 | 7.2319 | 0.81269 | #VALUE! | #VALUE! | #VALUE! | #VALUE! | #VALUE! | #VALUE! | #VALUE! | #VALUE! | #VALUE! | 0.02302 | 7.2319 | 0.81269 | -0.2119 | 0.049075 | -0.084768 | -0.018431 | -0.024519 | -0.036663 | 0.0067533 | -0.039508 | 0.45274
0.02303 | 7.2351 | 0.81452 | #VALUE! | #VALUE! | #VALUE! | #VALUE! | #VALUE! | #VALUE! | #VALUE! | #VALUE! | #VALUE! | 0.02303 | 7.2351 | 0.81452 | -0.21176 | 0.051946 | -0.08655 | -0.015237 | -0.027407 | -0.034569 | 0.0038894 | -0.038895 | 0.45593
0.02304 | 7.2382 | 0.81634 | #VALUE! | #VALUE! | #VALUE! | #VALUE! | #VALUE! | #VALUE! | #VALUE! | #VALUE! | #VALUE! | 0.02304 | 7.2382 | 0.81634 | -0.21158 | 0.054792 | -0.088229 | -0.012018 | -0.030217 | -0.032353 | 0.0010052 | -0.038042 | 0.4597
0.02305 | 7.2414 | 0.81815 | #VALUE! | #VALUE! | #VALUE! | #VALUE! | #VALUE! | #VALUE! | #VALUE! | #VALUE! | #VALUE! | 0.02305 | 7.2414 | 0.81815 | -0.21135 | 0.057612 | -0.089803 | -0.0087787 | -0.032941 | -0.030021 | -0.0018843 | -0.036955 | 0.46403
0.02306 | 7.2445 | 0.81995 | #VALUE! | #VALUE! | #VALUE! | #VALUE! | #VALUE! | #VALUE! | #VALUE! | #VALUE! | #VALUE! | 0.02306 | 7.2445 | 0.81995 | -0.21106 | 0.060404 | -0.091269 | -0.0055248 | -0.035571 | -0.027582 | -0.0047639 | -0.03564 | 0.46895
0.02307 | 7.2477 | 0.82175 | #VALUE! | #VALUE! | #VALUE! | #VALUE! | #VALUE! | #VALUE! | #VALUE! | #VALUE! | #VALUE! | 0.02307 | 7.2477 | 0.82175 | -0.21072 | 0.063166 | -0.092627 | -0.0022616 | -0.0381 | -0.025045 | -0.0076187 | -0.034106 | 0.47444
0.02308 | 7.2508 | 0.82353 | #VALUE! | #VALUE! | #VALUE! | #VALUE! | #VALUE! | #VALUE! | #VALUE! | #VALUE! | #VALUE! | 0.02308 | 7.2508 | 0.82353 | -0.21033 | 0.065899 | -0.093873 | 0.0010053 | -0.04052 | -0.022419 | -0.010434 | -0.032361 | 0.4805
0.02309 | 7.2539 | 0.82531 | #VALUE! | #VALUE! | #VALUE! | #VALUE! | #VALUE! | #VALUE! | #VALUE! | #VALUE! | #VALUE! | 0.02309 | 7.2539 | 0.82531 | -0.20989 | 0.068599 | -0.095008 | 0.0042705 | -0.042824 | -0.019713 | -0.013194 | -0.030416 | 0.48714
0.0231 | 7.2571 | 0.82708 | #VALUE! | #VALUE! | #VALUE! | #VALUE! | #VALUE! | #VALUE! | #VALUE! | #VALUE! | #VALUE! | 0.0231 | 7.2571 | 0.82708 | -0.20939 | 0.071266 | -0.096029 | 0.0075287 | -0.045007 | -0.016937 | -0.015886 | -0.028284 | 0.49434
0.02311 | 7.2602 | 0.82884 | #VALUE! | #VALUE! | #VALUE! | #VALUE! | #VALUE! | #VALUE! | #VALUE! | #VALUE! | #VALUE! | 0.02311 | 7.2602 | 0.82884 | -0.20884 | 0.073898 | -0.096936 | 0.010774 | -0.047061 | -0.0141 | -0.018495 | -0.025978 | 0.5021
0.02312 | 7.2634 | 0.8306 | #VALUE! | #VALUE! | #VALUE! | #VALUE! | #VALUE! | #VALUE! | #VALUE! | #VALUE! | #VALUE! | 0.02312 | 7.2634 | 0.8306 | -0.20824 | 0.076495 | -0.097727 | 0.014002 | -0.04898 | -0.011214 | -0.021007 | -0.023511 | 0.51041
0.02313 | 7.2665 | 0.83234 | #VALUE! | #VALUE! | #VALUE! | #VALUE! | #VALUE! | #VALUE! | #VALUE! | #VALUE! | #VALUE! | 0.02313 | 7.2665 | 0.83234 | -0.2076 | 0.079055 | -0.098401 | 0.017206 | -0.05076 | -0.0082868 | -0.02341 | -0.0209 | 0.51925
0.02314 | 7.2696 | 0.83408 | #VALUE! | #VALUE! | #VALUE! | #VALUE! | #VALUE! | #VALUE! | #VALUE! | #VALUE! | #VALUE! | 0.02314 | 7.2696 | 0.83408 | -0.20689 | 0.081577 | -0.098958 | 0.020382 | -0.052396 | -0.0053306 | -0.02569 | -0.01816 | 0.52861
0.02315 | 7.2728 | 0.83581 | #VALUE! | #VALUE! | #VALUE! | #VALUE! | #VALUE! | #VALUE! | #VALUE! | #VALUE! | #VALUE! | 0.02315 | 7.2728 | 0.83581 | -0.20614 | 0.084059 | -0.099396 | 0.023523 | -0.053882 | -0.0023553 | -0.027837 | -0.015307 | 0.53847
0.02316 | 7.2759 | 0.83753 | #VALUE! | #VALUE! | #VALUE! | #VALUE! | #VALUE! | #VALUE! | #VALUE! | #VALUE! | #VALUE! | 0.02316 | 7.2759 | 0.83753 | -0.20534 | 0.0865 | -0.099716 | 0.026626 | -0.055214 | 0.0006283 | -0.029838 | -0.012361 | 0.54881
0.02317 | 7.2791 | 0.83924 | #VALUE! | #VALUE! | #VALUE! | #VALUE! | #VALUE! | #VALUE! | #VALUE! | #VALUE! | #VALUE! | 0.02317 | 7.2791 | 0.83924 | -0.20449 | 0.0889 | -0.099917 | 0.029683 | -0.056389 | 0.0036097 | -0.031683 | -0.0093378 | 0.55962
0.02318 | 7.2822 | 0.84094 | #VALUE! | #VALUE! | #VALUE! | #VALUE! | #VALUE! | #VALUE! | #VALUE! | #VALUE! | #VALUE! | 0.02318 | 7.2822 | 0.84094 | -0.20358 | 0.091257 | -0.099998 | 0.032692 | -0.057403 | 0.0065782 | -0.033363 | -0.0062574 | 0.57087
0.02319 | 7.2854 | 0.84264 | #VALUE! | #VALUE! | #VALUE! | #VALUE! | #VALUE! | #VALUE! | #VALUE! | #VALUE! | #VALUE! | 0.02319 | 7.2854 | 0.84264 | -0.20263 | 0.093569 | -0.09996 | 0.035646 | -0.058253 | 0.0095233 | -0.034869 | -0.0031384 | 0.58253
0.0232 | 7.2885 | 0.84433 | #VALUE! | #VALUE! | #VALUE! | #VALUE! | #VALUE! | #VALUE! | #VALUE! | #VALUE! | #VALUE! | 0.0232 | 7.2885 | 0.84433 | -0.20162 | 0.095837 | -0.099803 | 0.03854 | -0.058937 | 0.012434 | -0.036193 | -2.4443e-13 | 0.59458
0.02321 | 7.2916 | 0.84601 | #VALUE! | #VALUE! | #VALUE! | #VALUE! | #VALUE! | #VALUE! | #VALUE! | #VALUE! | #VALUE! | 0.02321 | 7.2916 | 0.84601 | -0.20057 | 0.098058 | -0.099526 | 0.04137 | -0.059453 | 0.015301 | -0.037328 | 0.0031384 | 0.607
0.02322 | 7.2948 | 0.84768 | #VALUE! | #VALUE! | #VALUE! | #VALUE! | #VALUE! | #VALUE! | #VALUE! | #VALUE! | #VALUE! | 0.02322 | 7.2948 | 0.84768 | -0.19947 | 0.10023 | -0.099131 | 0.044132 | -0.0598 | 0.018114 | -0.038268 | 0.0062574 | 0.61975
0.02323 | 7.2979 | 0.84934 | #VALUE! | #VALUE! | #VALUE! | #VALUE! | #VALUE! | #VALUE! | #VALUE! | #VALUE! | #VALUE! | 0.02323 | 7.2979 | 0.84934 | -0.19831 | 0.10236 | -0.098617 | 0.046819 | -0.059976 | 0.020862 | -0.039009 | 0.0093378 | 0.6328
0.02324 | 7.3011 | 0.85099 | #VALUE! | #VALUE! | #VALUE! | #VALUE! | #VALUE! | #VALUE! | #VALUE! | #VALUE! | #VALUE! | 0.02324 | 7.3011 | 0.85099 | -0.19711 | 0.10443 | -0.097986 | 0.049429 | -0.059981 | 0.023535 | -0.039546 | 0.012361 | 0.64613
0.02325 | 7.3042 | 0.85264 | #VALUE! | #VALUE! | #VALUE! | #VALUE! | #VALUE! | #VALUE! | #VALUE! | #VALUE! | #VALUE! | 0.02325 | 7.3042 | 0.85264 | -0.19586 | 0.10646 | -0.097237 | 0.051956 | -0.059815 | 0.026125 | -0.039877 | 0.015307 | 0.65969
0.02326 | 7.3073 | 0.85428 | #VALUE! | #VALUE! | #VALUE! | #VALUE! | #VALUE! | #VALUE! | #VALUE! | #VALUE! | #VALUE! | 0.02326 | 7.3073 | 0.85428 | -0.19456 | 0.10843 | -0.096372 | 0.054396 | -0.059478 | 0.028622 | -0.039999 | 0.01816 | 0.67347
0.02327 | 7.3105 | 0.85591 | #VALUE! | #VALUE! | #VALUE! | #VALUE! | #VALUE! | #VALUE! | #VALUE! | #VALUE! | #VALUE! | 0.02327 | 7.3105 | 0.85591 | -0.19322 | 0.11035 | -0.095393 | 0.056746 | -0.058972 | 0.031016 | -0.039913 | 0.0209 | 0.68742
0.02328 | 7.3136 | 0.85753 | #VALUE! | #VALUE! | #VALUE! | #VALUE! | #VALUE! | #VALUE! | #VALUE! | #VALUE! | #VALUE! | 0.02328 | 7.3136 | 0.85753 | -0.19182 | 0.11222 | -0.094299 | 0.059001 | -0.058298 | 0.033301 | -0.039618 | 0.023511 | 0.70152
0.02329 | 7.3168 | 0.85914 | #VALUE! | #VALUE! | #VALUE! | #VALUE! | #VALUE! | #VALUE! | #VALUE! | #VALUE! | #VALUE! | 0.02329 | 7.3168 | 0.85914 | -0.19038 | 0.11403 | -0.093093 | 0.061158 | -0.057457 | 0.035466 | -0.039117 | 0.025978 | 0.71572
0.0233 | 7.3199 | 0.86074 | #VALUE! | #VALUE! | #VALUE! | #VALUE! | #VALUE! | #VALUE! | #VALUE! | #VALUE! | #VALUE! | 0.0233 | 7.3199 | 0.86074 | -0.18889 | 0.11579 | -0.091775 | 0.063212 | -0.056453 | 0.037506 | -0.038412 | 0.028284 | 0.73
0.02331 | 7.3231 | 0.86234 | #VALUE! | #VALUE! | #VALUE! | #VALUE! | #VALUE! | #VALUE! | #VALUE! | #VALUE! | #VALUE! | 0.02331 | 7.3231 | 0.86234 | -0.18736 | 0.11749 | -0.090348 | 0.065162 | -0.055287 | 0.039411 | -0.037506 | 0.030416 | 0.74432
0.02332 | 7.3262 | 0.86392 | #VALUE! | #VALUE! | #VALUE! | #VALUE! | #VALUE! | #VALUE! | #VALUE! | #VALUE! | #VALUE! | 0.02332 | 7.3262 | 0.86392 | -0.18578 | 0.11914 | -0.088814 | 0.067002 | -0.053964 | 0.041177 | -0.036404 | 0.032361 | 0.75864
0.02333 | 7.3293 | 0.8655 | #VALUE! | #VALUE! | #VALUE! | #VALUE! | #VALUE! | #VALUE! | #VALUE! | #VALUE! | #VALUE! | 0.02333 | 7.3293 | 0.8655 | -0.18415 | 0.12073 | -0.087173 | 0.068731 | -0.052487 | 0.042795 | -0.035113 | 0.034106 | 0.77294
0.02334 | 7.3325 | 0.86707 | #VALUE! | #VALUE! | #VALUE! | #VALUE! | #VALUE! | #VALUE! | #VALUE! | #VALUE! | #VALUE! | 0.02334 | 7.3325 | 0.86707 | -0.18248 | 0.12226 | -0.085428 | 0.070345 | -0.050861 | 0.044262 | -0.033638 | 0.03564 | 0.78717
0.02335 | 7.3356 | 0.86863 | #VALUE! | #VALUE! | #VALUE! | #VALUE! | #VALUE! | #VALUE! | #VALUE! | #VALUE! | #VALUE! | 0.02335 | 7.3356 | 0.86863 | -0.18076 | 0.12373 | -0.083581 | 0.071842 | -0.049089 | 0.04557 | -0.031987 | 0.036955 | 0.80131
0.02336 | 7.3388 | 0.87018 | #VALUE! | #VALUE! | #VALUE! | #VALUE! | #VALUE! | #VALUE! | #VALUE! | #VALUE! | #VALUE! | 0.02336 | 7.3388 | 0.87018 | -0.179 | 0.12514 | -0.081634 | 0.073219 | -0.047177 | 0.046716 | -0.03017 | 0.038042 | 0.81532
0.02337 | 7.3419 | 0.87173 | #VALUE! | #VALUE! | #VALUE! | #VALUE! | #VALUE! | #VALUE! | #VALUE! | #VALUE! | #VALUE! | 0.02337 | 7.3419 | 0.87173 | -0.17719 | 0.12649 | -0.07959 | 0.074474 | -0.045131 | 0.047696 | -0.028195 | 0.038895 | 0.82917
0.02338 | 7.345 | 0.87326 | #VALUE! | #VALUE! | #VALUE! | #VALUE! | #VALUE! | #VALUE! | #VALUE! | #VALUE! | #VALUE! | 0.02338 | 7.345 | 0.87326 | -0.17534 | 0.12778 | -0.07745 | 0.075605 | -0.042956 | 0.048506 | -0.026073 | 0.039508 | 0.84284
0.02339 | 7.3482 | 0.87479 | #VALUE! | #VALUE! | #VALUE! | #VALUE! | #VALUE! | #VALUE! | #VALUE! | #VALUE! | #VALUE! | 0.02339 | 7.3482 | 0.87479 | -0.17345 | 0.129 | -0.075218 | 0.07661 | -0.040659 | 0.049144 | -0.023815 | 0.039877 | 0.85628
0.0234 | 7.3513 | 0.87631 | #VALUE! | #VALUE! | #VALUE! | #VALUE! | #VALUE! | #VALUE! | #VALUE! | #VALUE! | #VALUE! | 0.0234 | 7.3513 | 0.87631 | -0.17151 | 0.13017 | -0.072897 | 0.077487 | -0.038245 | 0.049606 | -0.021433 | 0.04 | 0.86948
0.02341 | 7.3545 | 0.87782 | #VALUE! | #VALUE! | #VALUE! | #VALUE! | #VALUE! | #VALUE! | #VALUE! | #VALUE! | #VALUE! | 0.02341 | 7.3545 | 0.87782 | -0.16953 | 0.13127 | -0.070488 | 0.078234 | -0.035723 | 0.049891 | -0.018939 | 0.039877 | 0.88241
0.02342 | 7.3576 | 0.87932 | #VALUE! | #VALUE! | #VALUE! | #VALUE! | #VALUE! | #VALUE! | #VALUE! | #VALUE! | #VALUE! | 0.02342 | 7.3576 | 0.87932 | -0.16751 | 0.13231 | -0.067995 | 0.078852 | -0.033099 | 0.049999 | -0.016346 | 0.039508 | 0.89503
0.02343 | 7.3608 | 0.88081 | #VALUE! | #VALUE! | #VALUE! | #VALUE! | #VALUE! | #VALUE! | #VALUE! | #VALUE! | #VALUE! | 0.02343 | 7.3608 | 0.88081 | -0.16545 | 0.13328 | -0.065421 | 0.079337 | -0.03038 | 0.049929 | -0.013668 | 0.038895 | 0.90733
0.02344 | 7.3639 | 0.88229 | #VALUE! | #VALUE! | #VALUE! | #VALUE! | #VALUE! | #VALUE! | #VALUE! | #VALUE! | #VALUE! | 0.02344 | 7.3639 | 0.88229 | -0.16335 | 0.13419 | -0.062769 | 0.079691 | -0.027575 | 0.049681 | -0.010918 | 0.038042 | 0.91929
0.02345 | 7.367 | 0.88377 | #VALUE! | #VALUE! | #VALUE! | #VALUE! | #VALUE! | #VALUE! | #VALUE! | #VALUE! | #VALUE! | 0.02345 | 7.367 | 0.88377 | -0.16121 | 0.13504 | -0.060042 | 0.079911 | -0.024691 | 0.049255 | -0.0081115 | 0.036955 | 0.93088
0.02346 | 7.3702 | 0.88523 | #VALUE! | #VALUE! | #VALUE! | #VALUE! | #VALUE! | #VALUE! | #VALUE! | #VALUE! | #VALUE! | 0.02346 | 7.3702 | 0.88523 | -0.15902 | 0.13582 | -0.057243 | 0.079998 | -0.021737 | 0.048655 | -0.0052626 | 0.03564 | 0.94208
0.02347 | 7.3733 | 0.88669 | #VALUE! | #VALUE! | #VALUE! | #VALUE! | #VALUE! | #VALUE! | #VALUE! | #VALUE! | #VALUE! | 0.02347 | 7.3733 | 0.88669 | -0.1568 | 0.13653 | -0.054376 | 0.079952 | -0.01872 | 0.047881 | -0.0023862 | 0.034106 | 0.95287
0.02348 | 7.3765 | 0.88814 | #VALUE! | #VALUE! | #VALUE! | #VALUE! | #VALUE! | #VALUE! | #VALUE! | #VALUE! | #VALUE! | 0.02348 | 7.3765 | 0.88814 | -0.15454 | 0.13718 | -0.051444 | 0.079773 | -0.01565 | 0.046937 | 0.00050264 | 0.032361 | 0.96325
0.02349 | 7.3796 | 0.88958 | #VALUE! | #VALUE! | #VALUE! | #VALUE! | #VALUE! | #VALUE! | #VALUE! | #VALUE! | #VALUE! | 0.02349 | 7.3796 | 0.88958 | -0.15224 | 0.13776 | -0.04845 | 0.07946 | -0.012536 | 0.045825 | 0.0033889 | 0.030416 | 0.9732
0.0235 | 7.3827 | 0.89101 | #VALUE! | #VALUE! | #VALUE! | #VALUE! | #VALUE! | #VALUE! | #VALUE! | #VALUE! | #VALUE! | 0.0235 | 7.3827 | 0.89101 | -0.14991 | 0.13828 | -0.045399 | 0.079015 | -0.0093861 | 0.04455 | 0.0062574 | 0.028284 | 0.9827
0.02351 | 7.3859 | 0.89243 | #VALUE! | #VALUE! | #VALUE! | #VALUE! | #VALUE! | #VALUE! | #VALUE! | #VALUE! | #VALUE! | 0.02351 | 7.3859 | 0.89243 | -0.14753 | 0.13872 | -0.042293 | 0.078438 | -0.0062092 | 0.043117 | 0.0090932 | 0.025978 | 0.99174
0.02352 | 7.389 | 0.89384 | #VALUE! | #VALUE! | #VALUE! | #VALUE! | #VALUE! | #VALUE! | #VALUE! | #VALUE! | #VALUE! | 0.02352 | 7.389 | 0.89384 | -0.14512 | 0.13911 | -0.039137 | 0.077731 | -0.0030147 | 0.04153 | 0.011882 | 0.023511 | 1.0003
0.02353 | 7.3922 | 0.89525 | #VALUE! | #VALUE! | #VALUE! | #VALUE! | #VALUE! | #VALUE! | #VALUE! | #VALUE! | #VALUE! | 0.02353 | 7.3922 | 0.89525 | -0.14268 | 0.13942 | -0.035935 | 0.076893 | 0.0001885 | 0.039795 | 0.014608 | 0.0209 | 1.0084
0.02354 | 7.3953 | 0.89664 | #VALUE! | #VALUE! | #VALUE! | #VALUE! | #VALUE! | #VALUE! | #VALUE! | #VALUE! | #VALUE! | 0.02354 | 7.3953 | 0.89664 | -0.1402 | 0.13967 | -0.032689 | 0.075928 | 0.0033911 | 0.037918 | 0.017258 | 0.01816 | 1.0161
0.02355 | 7.3985 | 0.89803 | #VALUE! | #VALUE! | #VALUE! | #VALUE! | #VALUE! | #VALUE! | #VALUE! | #VALUE! | #VALUE! | 0.02355 | 7.3985 | 0.89803 | -0.13768 | 0.13984 | -0.029404 | 0.074836 | 0.0065841 | 0.035906 | 0.019818 | 0.015307 | 1.0232
0.02356 | 7.4016 | 0.89941 | #VALUE! | #VALUE! | #VALUE! | #VALUE! | #VALUE! | #VALUE! | #VALUE! | #VALUE! | #VALUE! | 0.02356 | 7.4016 | 0.89941 | -0.13513 | 0.13996 | -0.026084 | 0.073619 | 0.0097582 | 0.033767 | 0.022275 | 0.012361 | 1.0299
0.02357 | 7.4047 | 0.90077 | #VALUE! | #VALUE! | #VALUE! | #VALUE! | #VALUE! | #VALUE! | #VALUE! | #VALUE! | #VALUE! | 0.02357 | 7.4047 | 0.90077 | -0.13255 | 0.14 | -0.022733 | 0.072279 | 0.012905 | 0.031507 | 0.024615 | 0.0093378 | 1.0361
0.02358 | 7.4079 | 0.90213 | #VALUE! | #VALUE! | #VALUE! | #VALUE! | #VALUE! | #VALUE! | #VALUE! | #VALUE! | #VALUE! | 0.02358 | 7.4079 | 0.90213 | -0.12994 | 0.13998 | -0.019355 | 0.070819 | 0.016014 | 0.029135 | 0.026827 | 0.0062574 | 1.0419
0.02359 | 7.411 | 0.90348 | #VALUE! | #VALUE! | #VALUE! | #VALUE! | #VALUE! | #VALUE! | #VALUE! | #VALUE! | #VALUE! | 0.02359 | 7.411 | 0.90348 | -0.12729 | 0.13988 | -0.015954 | 0.06924 | 0.019078 | 0.026659 | 0.028899 | 0.0031384 | 1.0471
0.0236 | 7.4142 | 0.90483 | #VALUE! | #VALUE! | #VALUE! | #VALUE! | #VALUE! | #VALUE! | #VALUE! | #VALUE! | #VALUE! | 0.0236 | 7.4142 | 0.90483 | -0.12461 | 0.13972 | -0.012533 | 0.067546 | 0.022087 | 0.024088 | 0.030821 | 2.4827e-13 | 1.0519
0.02361 | 7.4173 | 0.90616 | #VALUE! | #VALUE! | #VALUE! | #VALUE! | #VALUE! | #VALUE! | #VALUE! | #VALUE! | #VALUE! | 0.02361 | 7.4173 | 0.90616 | -0.1219 | 0.1395 | -0.009098 | 0.06574 | 0.025034 | 0.021431 | 0.032581 | -0.0031384 | 1.0563
0.02362 | 7.4204 | 0.90748 | #VALUE! | #VALUE! | #VALUE! | #VALUE! | #VALUE! | #VALUE! | #VALUE! | #VALUE! | #VALUE! | 0.02362 | 7.4204 | 0.90748 | -0.11916 | 0.1392 | -0.0056519 | 0.063824 | 0.027909 | 0.018698 | 0.034171 | -0.0062574 | 1.0602
0.02363 | 7.4236 | 0.9088 | #VALUE! | #VALUE! | #VALUE! | #VALUE! | #VALUE! | #VALUE! | #VALUE! | #VALUE! | #VALUE! | 0.02363 | 7.4236 | 0.9088 | -0.11639 | 0.13884 | -0.0021989 | 0.061801 | 0.030705 | 0.015898 | 0.035583 | -0.0093378 | 1.0637
0.02364 | 7.4267 | 0.91011 | #VALUE! | #VALUE! | #VALUE! | #VALUE! | #VALUE! | #VALUE! | #VALUE! | #VALUE! | #VALUE! | 0.02364 | 7.4267 | 0.91011 | -0.1136 | 0.13841 | 0.0012566 | 0.059675 | 0.033413 | 0.013042 | 0.036809 | -0.012361 | 1.0668
0.02365 | 7.4299 | 0.9114 | #VALUE! | #VALUE! | #VALUE! | #VALUE! | #VALUE! | #VALUE! | #VALUE! | #VALUE! | #VALUE! | 0.02365 | 7.4299 | 0.9114 | -0.11077 | 0.13792 | 0.0047106 | 0.05745 | 0.036025 | 0.010139 | 0.037843 | -0.015307 | 1.0694
0.02366 | 7.433 | 0.91269 | #VALUE! | #VALUE! | #VALUE! | #VALUE! | #VALUE! | #VALUE! | #VALUE! | #VALUE! | #VALUE! | 0.02366 | 7.433 | 0.91269 | -0.10792 | 0.13735 | 0.0081591 | 0.055129 | 0.038535 | 0.0072005 | 0.03868 | -0.01816 | 1.0717
0.02367 | 7.4361 | 0.91397 | #VALUE! | #VALUE! | #VALUE! | #VALUE! | #VALUE! | #VALUE! | #VALUE! | #VALUE! | #VALUE! | 0.02367 | 7.4361 | 0.91397 | -0.10504 | 0.13672 | 0.011598 | 0.052716 | 0.040935 | 0.0042361 | 0.039315 | -0.0209 | 1.0736
0.02368 | 7.4393 | 0.91524 | #VALUE! | #VALUE! | #VALUE! | #VALUE! | #VALUE! | #VALUE! | #VALUE! | #VALUE! | #VALUE! | 0.02368 | 7.4393 | 0.91524 | -0.10213 | 0.13603 | 0.015023 | 0.050215 | 0.043219 | 0.0012565 | 0.039744 | -0.023511 | 1.0751
0.02369 | 7.4424 | 0.9165 | #VALUE! | #VALUE! | #VALUE! | #VALUE! | #VALUE! | #VALUE! | #VALUE! | #VALUE! | #VALUE! | 0.02369 | 7.4424 | 0.9165 | -0.099201 | 0.13527 | 0.018429 | 0.047631 | 0.045379 | -0.0017275 | 0.039967 | -0.025978 | 1.0763
0.0237 | 7.4456 | 0.91775 | #VALUE! | #VALUE! | #VALUE! | #VALUE! | #VALUE! | #VALUE! | #VALUE! | #VALUE! | #VALUE! | 0.0237 | 7.4456 | 0.91775 | -0.096246 | 0.13444 | 0.021814 | 0.044967 | 0.047409 | -0.0047054 | 0.03998 | -0.028284 | 1.0771
0.02371 | 7.4487 | 0.919 | #VALUE! | #VALUE! | #VALUE! | #VALUE! | #VALUE! | #VALUE! | #VALUE! | #VALUE! | #VALUE! | 0.02371 | 7.4487 | 0.919 | -0.093267 | 0.13355 | 0.025173 | 0.042228 | 0.049305 | -0.0076665 | 0.039785 | -0.030416 | 1.0777
0.02372 | 7.4519 | 0.92023 | #VALUE! | #VALUE! | #VALUE! | #VALUE! | #VALUE! | #VALUE! | #VALUE! | #VALUE! | #VALUE! | 0.02372 | 7.4519 | 0.92023 | -0.090265 | 0.13259 | 0.028502 | 0.039418 | 0.05106 | -0.0106 | 0.039383 | -0.032361 | 1.078
0.02373 | 7.455 | 0.92146 | #VALUE! | #VALUE! | #VALUE! | #VALUE! | #VALUE! | #VALUE! | #VALUE! | #VALUE! | #VALUE! | 0.02373 | 7.455 | 0.92146 | -0.087241 | 0.13157 | 0.031797 | 0.036543 | 0.052669 | -0.013496 | 0.038774 | -0.034106 | 1.078
0.02374 | 7.4581 | 0.92267 | #VALUE! | #VALUE! | #VALUE! | #VALUE! | #VALUE! | #VALUE! | #VALUE! | #VALUE! | #VALUE! | 0.02374 | 7.4581 | 0.92267 | -0.084195 | 0.13049 | 0.035053 | 0.033607 | 0.054128 | -0.016344 | 0.037964 | -0.03564 | 1.0777
0.02375 | 7.4613 | 0.92388 | #VALUE! | #VALUE! | #VALUE! | #VALUE! | #VALUE! | #VALUE! | #VALUE! | #VALUE! | #VALUE! | 0.02375 | 7.4613 | 0.92388 | -0.081129 | 0.12934 | 0.038268 | 0.030615 | 0.055433 | -0.019134 | 0.036955 | -0.036955 | 1.0773
0.02376 | 7.4644 | 0.92508 | #VALUE! | #VALUE! | #VALUE! | #VALUE! | #VALUE! | #VALUE! | #VALUE! | #VALUE! | #VALUE! | 0.02376 | 7.4644 | 0.92508 | -0.078042 | 0.12813 | 0.041438 | 0.027571 | 0.056579 | -0.021856 | 0.035754 | -0.038042 | 1.0766
0.02377 | 7.4676 | 0.92627 | #VALUE! | #VALUE! | #VALUE! | #VALUE! | #VALUE! | #VALUE! | #VALUE! | #VALUE! | #VALUE! | 0.02377 | 7.4676 | 0.92627 | -0.074937 | 0.12686 | 0.044557 | 0.024482 | 0.057565 | -0.0245 | 0.034366 | -0.038895 | 1.0758
0.02378 | 7.4707 | 0.92745 | #VALUE! | #VALUE! | #VALUE! | #VALUE! | #VALUE! | #VALUE! | #VALUE! | #VALUE! | #VALUE! | 0.02378 | 7.4707 | 0.92745 | -0.071812 | 0.12553 | 0.047624 | 0.021352 | 0.058386 | -0.027056 | 0.032798 | -0.039508 | 1.0748
0.02379 | 7.4738 | 0.92862 | #VALUE! | #VALUE! | #VALUE! | #VALUE! | #VALUE! | #VALUE! | #VALUE! | #VALUE! | #VALUE! | 0.02379 | 7.4738 | 0.92862 | -0.06867 | 0.12414 | 0.050633 | 0.018186 | 0.059041 | -0.029516 | 0.031059 | -0.039877 | 1.0736
0.0238 | 7.477 | 0.92978 | #VALUE! | #VALUE! | #VALUE! | #VALUE! | #VALUE! | #VALUE! | #VALUE! | #VALUE! | #VALUE! | 0.0238 | 7.477 | 0.92978 | -0.065512 | 0.12268 | 0.053583 | 0.014991 | 0.059527 | -0.031871 | 0.029159 | -0.04 | 1.0723
0.02381 | 7.4801 | 0.93093 | #VALUE! | #VALUE! | #VALUE! | #VALUE! | #VALUE! | #VALUE! | #VALUE! | #VALUE! | #VALUE! | 0.02381 | 7.4801 | 0.93093 | -0.062337 | 0.12117 | 0.056468 | 0.01177 | 0.059843 | -0.034113 | 0.027106 | -0.039877 | 1.071
0.02382 | 7.4833 | 0.93207 | #VALUE! | #VALUE! | #VALUE! | #VALUE! | #VALUE! | #VALUE! | #VALUE! | #VALUE! | #VALUE! | 0.02382 | 7.4833 | 0.93207 | -0.059146 | 0.1196 | 0.059286 | 0.0085289 | 0.059989 | -0.036233 | 0.024912 | -0.039508 | 1.0695
0.02383 | 7.4864 | 0.9332 | #VALUE! | #VALUE! | #VALUE! | #VALUE! | #VALUE! | #VALUE! | #VALUE! | #VALUE! | #VALUE! | 0.02383 | 7.4864 | 0.9332 | -0.055941 | 0.11797 | 0.062033 | 0.005274 | 0.059964 | -0.038224 | 0.022587 | -0.038895 | 1.068
0.02384 | 7.4896 | 0.93433 | #VALUE! | #VALUE! | #VALUE! | #VALUE! | #VALUE! | #VALUE! | #VALUE! | #VALUE! | #VALUE! | 0.02384 | 7.4896 | 0.93433 | -0.052722 | 0.11628 | 0.064706 | 0.0020104 | 0.059768 | -0.040078 | 0.020145 | -0.038042 | 1.0664
0.02385 | 7.4927 | 0.93544 | #VALUE! | #VALUE! | #VALUE! | #VALUE! | #VALUE! | #VALUE! | #VALUE! | #VALUE! | #VALUE! | 0.02385 | 7.4927 | 0.93544 | -0.04949 | 0.11454 | 0.067301 | -0.0012566 | 0.059401 | -0.04179 | 0.017598 | -0.036955 | 1.0648
0.02386 | 7.4958 | 0.93655 | #VALUE! | #VALUE! | #VALUE! | #VALUE! | #VALUE! | #VALUE! | #VALUE! | #VALUE! | #VALUE! | 0.02386 | 7.4958 | 0.93655 | -0.046246 | 0.11274 | 0.069817 | -0.0045215 | 0.058865 | -0.043354 | 0.014958 | -0.03564 | 1.0632
0.02387 | 7.499 | 0.93765 | #VALUE! | #VALUE! | #VALUE! | #VALUE! | #VALUE! | #VALUE! | #VALUE! | #VALUE! | #VALUE! | 0.02387 | 7.499 | 0.93765 | -0.042991 | 0.11089 | 0.072248 | -0.0077788 | 0.058162 | -0.044762 | 0.012241 | -0.034106 | 1.0616
0.02388 | 7.5021 | 0.93873 | #VALUE! | #VALUE! | #VALUE! | #VALUE! | #VALUE! | #VALUE! | #VALUE! | #VALUE! | #VALUE! | 0.02388 | 7.5021 | 0.93873 | -0.039725 | 0.10898 | 0.074594 | -0.011023 | 0.057292 | -0.046012 | 0.00946 | -0.032361 | 1.0599
0.02389 | 7.5053 | 0.93981 | #VALUE! | #VALUE! | #VALUE! | #VALUE! | #VALUE! | #VALUE! | #VALUE! | #VALUE! | #VALUE! | 0.02389 | 7.5053 | 0.93981 | -0.036449 | 0.10703 | 0.076851 | -0.014249 | 0.056259 | -0.047097 | 0.0066294 | -0.030416 | 1.0584
0.0239 | 7.5084 | 0.94088 | #VALUE! | #VALUE! | #VALUE! | #VALUE! | #VALUE! | #VALUE! | #VALUE! | #VALUE! | #VALUE! | 0.0239 | 7.5084 | 0.94088 | -0.033164 | 0.10502 | 0.079016 | -0.017451 | 0.055065 | -0.048015 | 0.0037643 | -0.028284 | 1.0568
0.02391 | 7.5115 | 0.94194 | #VALUE! | #VALUE! | #VALUE! | #VALUE! | #VALUE! | #VALUE! | #VALUE! | #VALUE! | #VALUE! | 0.02391 | 7.5115 | 0.94194 | -0.029871 | 0.10295 | 0.081086 | -0.020625 | 0.053715 | -0.048761 | 0.00087958 | -0.025978 | 1.0553
0.02392 | 7.5147 | 0.94299 | #VALUE! | #VALUE! | #VALUE! | #VALUE! | #VALUE! | #VALUE! | #VALUE! | #VALUE! | #VALUE! | 0.02392 | 7.5147 | 0.94299 | -0.026571 | 0.10084 | 0.08306 | -0.023763 | 0.052211 | -0.049334 | -0.0020098 | -0.023511 | 1.0539
0.02393 | 7.5178 | 0.94403 | #VALUE! | #VALUE! | #VALUE! | #VALUE! | #VALUE! | #VALUE! | #VALUE! | #VALUE! | #VALUE! | 0.02393 | 7.5178 | 0.94403 | -0.023264 | 0.098683 | 0.084934 | -0.026862 | 0.050558 | -0.049732 | -0.0048886 | -0.0209 | 1.0526
0.02394 | 7.521 | 0.94506 | #VALUE! | #VALUE! | #VALUE! | #VALUE! | #VALUE! | #VALUE! | #VALUE! | #VALUE! | #VALUE! | 0.02394 | 7.521 | 0.94506 | -0.019951 | 0.096476 | 0.086707 | -0.029917 | 0.048762 | -0.049952 | -0.007742 | -0.01816 | 1.0513
0.02395 | 7.5241 | 0.94609 | #VALUE! | #VALUE! | #VALUE! | #VALUE! | #VALUE! | #VALUE! | #VALUE! | #VALUE! | #VALUE! | 0.02395 | 7.5241 | 0.94609 | -0.016633 | 0.094222 | 0.088377 | -0.032921 | 0.046826 | -0.049994 | -0.010555 | -0.015307 | 1.0501
0.02396 | 7.5273 | 0.9471 | #VALUE! | #VALUE! | #VALUE! | #VALUE! | #VALUE! | #VALUE! | #VALUE! | #VALUE! | #VALUE! | 0.02396 | 7.5273 | 0.9471 | -0.013312 | 0.091922 | 0.089941 | -0.035871 | 0.044756 | -0.049858 | -0.013313 | -0.012361 | 1.049
0.02397 | 7.5304 | 0.9481 | #VALUE! | #VALUE! | #VALUE! | #VALUE! | #VALUE! | #VALUE! | #VALUE! | #VALUE! | #VALUE! | 0.02397 | 7.5304 | 0.9481 | -0.0099866 | 0.089578 | 0.091397 | -0.03876 | 0.042559 | -0.049544 | -0.016001 | -0.0093378 | 1.048
0.02398 | 7.5335 | 0.9491 | #VALUE! | #VALUE! | #VALUE! | #VALUE! | #VALUE! | #VALUE! | #VALUE! | #VALUE! | #VALUE! | 0.02398 | 7.5335 | 0.9491 | -0.0066591 | 0.08719 | 0.092745 | -0.041585 | 0.040241 | -0.049055 | -0.018606 | -0.0062574 | 1.0471
0.02399 | 7.5367 | 0.95008 | #VALUE! | #VALUE! | #VALUE! | #VALUE! | #VALUE! | #VALUE! | #VALUE! | #VALUE! | #VALUE! | 0.02399 | 7.5367 | 0.95008 | -0.00333 | 0.084761 | 0.093981 | -0.044341 | 0.037808 | -0.04839 | -0.021114 | -0.0031384 | 1.0463
0.024 | 7.5398 | 0.95106 | #VALUE! | #VALUE! | #VALUE! | #VALUE! | #VALUE! | #VALUE! | #VALUE! | #VALUE! | #VALUE! | 0.024 | 7.5398 | 0.95106 | -2.6995e-13 | 0.08229 | 0.095106 | -0.047023 | 0.035267 | -0.047553 | -0.023511 | -2.5438e-13 | 1.0456
0.02401 | 7.543 | 0.95202 | #VALUE! | #VALUE! | #VALUE! | #VALUE! | #VALUE! | #VALUE! | #VALUE! | #VALUE! | #VALUE! | 0.02401 | 7.543 | 0.95202 | 0.00333 | 0.079779 | 0.096117 | -0.049626 | 0.032626 | -0.046546 | -0.025786 | 0.0031384 | 1.0451
0.02402 | 7.5461 | 0.95298 | #VALUE! | #VALUE! | #VALUE! | #VALUE! | #VALUE! | #VALUE! | #VALUE! | #VALUE! | #VALUE! | 0.02402 | 7.5461 | 0.95298 | 0.0066591 | 0.07723 | 0.097013 | -0.052147 | 0.029891 | -0.045374 | -0.027927 | 0.0062574 | 1.0446
0.02403 | 7.5492 | 0.95393 | #VALUE! | #VALUE! | #VALUE! | #VALUE! | #VALUE! | #VALUE! | #VALUE! | #VALUE! | #VALUE! | 0.02403 | 7.5492 | 0.95393 | 0.0099866 | 0.074644 | 0.097793 | -0.05458 | 0.027071 | -0.04404 | -0.029921 | 0.0093378 | 1.0442
0.02404 | 7.5524 | 0.95486 | #VALUE! | #VALUE! | #VALUE! | #VALUE! | #VALUE! | #VALUE! | #VALUE! | #VALUE! | #VALUE! | 0.02404 | 7.5524 | 0.95486 | 0.013312 | 0.072022 | 0.098456 | -0.056923 | 0.024174 | -0.04255 | -0.03176 | 0.012361 | 1.044
0.02405 | 7.5555 | 0.95579 | #VALUE! | #VALUE! | #VALUE! | #VALUE! | #VALUE! | #VALUE! | #VALUE! | #VALUE! | #VALUE! | 0.02405 | 7.5555 | 0.95579 | 0.016633 | 0.069364 | 0.099002 | -0.05917 | 0.021208 | -0.040907 | -0.033432 | 0.015307 | 1.0438
0.02406 | 7.5587 | 0.95671 | #VALUE! | #VALUE! | #VALUE! | #VALUE! | #VALUE! | #VALUE! | #VALUE! | #VALUE! | #VALUE! | 0.02406 | 7.5587 | 0.95671 | 0.019951 | 0.066673 | 0.09943 | -0.061319 | 0.018182 | -0.03912 | -0.03493 | 0.01816 | 1.0437
0.02407 | 7.5618 | 0.95762 | #VALUE! | #VALUE! | #VALUE! | #VALUE! | #VALUE! | #VALUE! | #VALUE! | #VALUE! | #VALUE! | 0.02407 | 7.5618 | 0.95762 | 0.023264 | 0.06395 | 0.099739 | -0.063366 | 0.015104 | -0.037192 | -0.036246 | 0.0209 | 1.0438
0.02408 | 7.565 | 0.95852 | #VALUE! | #VALUE! | #VALUE! | #VALUE! | #VALUE! | #VALUE! | #VALUE! | #VALUE! | #VALUE! | 0.02408 | 7.565 | 0.95852 | 0.026571 | 0.061196 | 0.099929 | -0.065307 | 0.011983 | -0.035132 | -0.037373 | 0.023511 | 1.0439
0.02409 | 7.5681 | 0.95941 | #VALUE! | #VALUE! | #VALUE! | #VALUE! | #VALUE! | #VALUE! | #VALUE! | #VALUE! | #VALUE! | 0.02409 | 7.5681 | 0.95941 | 0.029871 | 0.058413 | 0.1 | -0.067139 | 0.0088271 | -0.032948 | -0.038305 | 0.025978 | 1.0441
0.0241 | 7.5712 | 0.96029 | #VALUE! | #VALUE! | #VALUE! | #VALUE! | #VALUE! | #VALUE! | #VALUE! | #VALUE! | #VALUE! | 0.0241 | 7.5712 | 0.96029 | 0.033164 | 0.055601 | 0.099951 | -0.068859 | 0.0056465 | -0.030645 | -0.039037 | 0.028284 | 1.0444
0.02411 | 7.5744 | 0.96117 | #VALUE! | #VALUE! | #VALUE! | #VALUE! | #VALUE! | #VALUE! | #VALUE! | #VALUE! | #VALUE! | 0.02411 | 7.5744 | 0.96117 | 0.036449 | 0.052762 | 0.099782 | -0.070465 | 0.0024498 | -0.028234 | -0.039565 | 0.030416 | 1.0448
0.02412 | 7.5775 | 0.96203 | #VALUE! | #VALUE! | #VALUE! | #VALUE! | #VALUE! | #VALUE! | #VALUE! | #VALUE! | #VALUE! | 0.02412 | 7.5775 | 0.96203 | 0.039725 | 0.049898 | 0.099495 | -0.071952 | -0.00075396 | -0.025722 | -0.039886 | 0.032361 | 1.0452
0.02413 | 7.5807 | 0.96288 | #VALUE! | #VALUE! | #VALUE! | #VALUE! | #VALUE! | #VALUE! | #VALUE! | #VALUE! | #VALUE! | 0.02413 | 7.5807 | 0.96288 | 0.042991 | 0.047009 | 0.099089 | -0.07332 | -0.0039555 | -0.023118 | -0.04 | 0.034106 | 1.0457
0.02414 | 7.5838 | 0.96372 | #VALUE! | #VALUE! | #VALUE! | #VALUE! | #VALUE! | #VALUE! | #VALUE! | #VALUE! | #VALUE! | 0.02414 | 7.5838 | 0.96372 | 0.046246 | 0.044098 | 0.098564 | -0.074566 | -0.0071458 | -0.020432 | -0.039905 | 0.03564 | 1.0462
0.02415 | 7.5869 | 0.96456 | #VALUE! | #VALUE! | #VALUE! | #VALUE! | #VALUE! | #VALUE! | #VALUE! | #VALUE! | #VALUE! | 0.02415 | 7.5869 | 0.96456 | 0.04949 | 0.041166 | 0.097922 | -0.075687 | -0.010316 | -0.017674 | -0.039601 | 0.036955 | 1.0468
0.02416 | 7.5901 | 0.96538 | #VALUE! | #VALUE! | #VALUE! | #VALUE! | #VALUE! | #VALUE! | #VALUE! | #VALUE! | #VALUE! | 0.02416 | 7.5901 | 0.96538 | 0.052722 | 0.038213 | 0.097163 | -0.076682 | -0.013456 | -0.014852 | -0.039091 | 0.038042 | 1.0474
0.02417 | 7.5932 | 0.9662 | #VALUE! | #VALUE! | #VALUE! | #VALUE! | #VALUE! | #VALUE! | #VALUE! | #VALUE! | #VALUE! | 0.02417 | 7.5932 | 0.9662 | 0.055941 | 0.035242 | 0.096288 | -0.077549 | -0.016558 | -0.011978 | -0.038376 | 0.038895 | 1.0481
0.02418 | 7.5964 | 0.967 | #VALUE! | #VALUE! | #VALUE! | #VALUE! | #VALUE! | #VALUE! | #VALUE! | #VALUE! | #VALUE! | 0.02418 | 7.5964 | 0.967 | 0.059146 | 0.032255 | 0.095298 | -0.078286 | -0.019613 | -0.0090603 | -0.037462 | 0.039508 | 1.0488
0.02419 | 7.5995 | 0.9678 | #VALUE! | #VALUE! | #VALUE! | #VALUE! | #VALUE! | #VALUE! | #VALUE! | #VALUE! | #VALUE! | 0.02419 | 7.5995 | 0.9678 | 0.062337 | 0.029251 | 0.094194 | -0.078894 | -0.022612 | -0.0061108 | -0.036352 | 0.039877 | 1.0495
0.0242 | 7.6027 | 0.96858 | #VALUE! | #VALUE! | #VALUE! | #VALUE! | #VALUE! | #VALUE! | #VALUE! | #VALUE! | #VALUE! | 0.0242 | 7.6027 | 0.96858 | 0.065512 | 0.026233 | 0.092978 | -0.079369 | -0.025547 | -0.0031395 | -0.035052 | 0.04 | 1.0502
0.02421 | 7.6058 | 0.96936 | #VALUE! | #VALUE! | #VALUE! | #VALUE! | #VALUE! | #VALUE! | #VALUE! | #VALUE! | #VALUE! | 0.02421 | 7.6058 | 0.96936 | 0.06867 | 0.023203 | 0.09165 | -0.079712 | -0.028408 | -0.00015708 | -0.03357 | 0.039877 | 1.0509
0.02422 | 7.6089 | 0.97013 | #VALUE! | #VALUE! | #VALUE! | #VALUE! | #VALUE! | #VALUE! | #VALUE! | #VALUE! | #VALUE! | 0.02422 | 7.6089 | 0.97013 | 0.071812 | 0.020162 | 0.090213 | -0.079923 | -0.031189 | 0.0028259 | -0.031912 | 0.039508 | 1.0516
0.02423 | 7.6121 | 0.97088 | #VALUE! | #VALUE! | #VALUE! | #VALUE! | #VALUE! | #VALUE! | #VALUE! | #VALUE! | #VALUE! | 0.02423 | 7.6121 | 0.97088 | 0.074937 | 0.01711 | 0.088669 | -0.08 | -0.033881 | 0.0057989 | -0.030087 | 0.038895 | 1.0523
0.02424 | 7.6152 | 0.97163 | #VALUE! | #VALUE! | #VALUE! | #VALUE! | #VALUE! | #VALUE! | #VALUE! | #VALUE! | #VALUE! | 0.02424 | 7.6152 | 0.97163 | 0.078042 | 0.014051 | 0.087018 | -0.079943 | -0.036476 | 0.0087512 | -0.028106 | 0.038042 | 1.053
0.02425 | 7.6184 | 0.97237 | #VALUE! | #VALUE! | #VALUE! | #VALUE! | #VALUE! | #VALUE! | #VALUE! | #VALUE! | #VALUE! | 0.02425 | 7.6184 | 0.97237 | 0.081129 | 0.010984 | 0.085264 | -0.079753 | -0.038967 | 0.011672 | -0.025978 | 0.036955 | 1.0537
0.02426 | 7.6215 | 0.9731 | #VALUE! | #VALUE! | #VALUE! | #VALUE! | #VALUE! | #VALUE! | #VALUE! | #VALUE! | #VALUE! | 0.02426 | 7.6215 | 0.9731 | 0.084195 | 0.0079126 | 0.083408 | -0.079431 | -0.041347 | 0.014552 | -0.023714 | 0.03564 | 1.0543
0.02427 | 7.6246 | 0.97382 | #VALUE! | #VALUE! | #VALUE! | #VALUE! | #VALUE! | #VALUE! | #VALUE! | #VALUE! | #VALUE! | 0.02427 | 7.6246 | 0.97382 | 0.087241 | 0.0048371 | 0.081452 | -0.078975 | -0.043609 | 0.01738 | -0.021327 | 0.034106 | 1.0549
0.02428 | 7.6278 | 0.97453 | #VALUE! | #VALUE! | #VALUE! | #VALUE! | #VALUE! | #VALUE! | #VALUE! | #VALUE! | #VALUE! | 0.02428 | 7.6278 | 0.97453 | 0.090265 | 0.0017592 | 0.079399 | -0.078388 | -0.045747 | 0.020145 | -0.018828 | 0.032361 | 1.0555
0.02429 | 7.6309 | 0.97523 | #VALUE! | #VALUE! | #VALUE! | #VALUE! | #VALUE! | #VALUE! | #VALUE! | #VALUE! | #VALUE! | 0.02429 | 7.6309 | 0.97523 | 0.093267 | -0.0013194 | 0.077251 | -0.077671 | -0.047754 | 0.022839 | -0.016231 | 0.030416 | 1.056
0.0243 | 7.6341 | 0.97592 | #VALUE! | #VALUE! | #VALUE! | #VALUE! | #VALUE! | #VALUE! | #VALUE! | #VALUE! | #VALUE! | 0.0243 | 7.6341 | 0.97592 | 0.096246 | -0.0043975 | 0.075011 | -0.076823 | -0.049625 | 0.025452 | -0.01355 | 0.028284 | 1.0565
0.02431 | 7.6372 | 0.9766 | #VALUE! | #VALUE! | #VALUE! | #VALUE! | #VALUE! | #VALUE! | #VALUE! | #VALUE! | #VALUE! | 0.02431 | 7.6372 | 0.9766 | 0.099201 | -0.0074734 | 0.072681 | -0.075848 | -0.051354 | 0.027974 | -0.010797 | 0.025978 | 1.057
0.02432 | 7.6404 | 0.97727 | #VALUE! | #VALUE! | #VALUE! | #VALUE! | #VALUE! | #VALUE! | #VALUE! | #VALUE! | #VALUE! | 0.02432 | 7.6404 | 0.97727 | 0.10213 | -0.010546 | 0.070265 | -0.074746 | -0.052937 | 0.030397 | -0.0079884 | 0.023511 | 1.0574
0.02433 | 7.6435 | 0.97793 | #VALUE! | #VALUE! | #VALUE! | #VALUE! | #VALUE! | #VALUE! | #VALUE! | #VALUE! | #VALUE! | 0.02433 | 7.6435 | 0.97793 | 0.10504 | -0.013613 | 0.067765 | -0.07352 | -0.05437 | 0.032711 | -0.005138 | 0.0209 | 1.0577
0.02434 | 7.6466 | 0.97858 | #VALUE! | #VALUE! | #VALUE! | #VALUE! | #VALUE! | #VALUE! | #VALUE! | #VALUE! | #VALUE! | 0.02434 | 7.6466 | 0.97858 | 0.10792 | -0.016674 | 0.065183 | -0.072171 | -0.055647 | 0.034908 | -0.0022607 | 0.01816 | 1.058
0.02435 | 7.6498 | 0.97922 | #VALUE! | #VALUE! | #VALUE! | #VALUE! | #VALUE! | #VALUE! | #VALUE! | #VALUE! | #VALUE! | 0.02435 | 7.6498 | 0.97922 | 0.11077 | -0.019726 | 0.062524 | -0.070701 | -0.056765 | 0.036982 | 0.00062829 | 0.015307 | 1.0582
0.02436 | 7.6529 | 0.97986 | #VALUE! | #VALUE! | #VALUE! | #VALUE! | #VALUE! | #VALUE! | #VALUE! | #VALUE! | #VALUE! | 0.02436 | 7.6529 | 0.97986 | 0.1136 | -0.022769 | 0.05979 | -0.069114 | -0.057722 | 0.038923 | 0.003514 | 0.012361 | 1.0584
0.02437 | 7.6561 | 0.98048 | #VALUE! | #VALUE! | #VALUE! | #VALUE! | #VALUE! | #VALUE! | #VALUE! | #VALUE! | #VALUE! | 0.02437 | 7.6561 | 0.98048 | 0.11639 | -0.025801 | 0.056985 | -0.067411 | -0.058514 | 0.040726 | 0.0063815 | 0.0093378 | 1.0586
0.02438 | 7.6592 | 0.98109 | #VALUE! | #VALUE! | #VALUE! | #VALUE! | #VALUE! | #VALUE! | #VALUE! | #VALUE! | #VALUE! | 0.02438 | 7.6592 | 0.98109 | 0.11916 | -0.028821 | 0.054112 | -0.065596 | -0.059139 | 0.042384 | 0.0092156 | 0.0062574 | 1.0587
0.02439 | 7.6623 | 0.98169 | #VALUE! | #VALUE! | #VALUE! | #VALUE! | #VALUE! | #VALUE! | #VALUE! | #VALUE! | #VALUE! | 0.02439 | 7.6623 | 0.98169 | 0.1219 | -0.031826 | 0.051174 | -0.063672 | -0.059595 | 0.043891 | 0.012002 | 0.0031384 | 1.0587
0.0244 | 7.6655 | 0.98229 | #VALUE! | #VALUE! | #VALUE! | #VALUE! | #VALUE! | #VALUE! | #VALUE! | #VALUE! | #VALUE! | 0.0244 | 7.6655 | 0.98229 | 0.12461 | -0.034817 | 0.048175 | -0.061641 | -0.059882 | 0.045241 | 0.014725 | 2.5936e-13 | 1.0587
0.02441 | 7.6686 | 0.98287 | #VALUE! | #VALUE! | #VALUE! | #VALUE! | #VALUE! | #VALUE! | #VALUE! | #VALUE! | #VALUE! | 0.02441 | 7.6686 | 0.98287 | 0.12729 | -0.03779 | 0.045119 | -0.059508 | -0.059997 | 0.046431 | 0.017372 | -0.0031384 | 1.0586
0.02442 | 7.6718 | 0.98345 | #VALUE! | #VALUE! | #VALUE! | #VALUE! | #VALUE! | #VALUE! | #VALUE! | #VALUE! | #VALUE! | 0.02442 | 7.6718 | 0.98345 | 0.12994 | -0.040745 | 0.042009 | -0.057275 | -0.059942 | 0.047455 | 0.019927 | -0.0062574 | 1.0586
0.02443 | 7.6749 | 0.98401 | #VALUE! | #VALUE! | #VALUE! | #VALUE! | #VALUE! | #VALUE! | #VALUE! | #VALUE! | #VALUE! | 0.02443 | 7.6749 | 0.98401 | 0.13255 | -0.04368 | 0.038848 | -0.054947 | -0.059716 | 0.04831 | 0.022379 | -0.0093378 | 1.0584
0.02444 | 7.6781 | 0.98456 | #VALUE! | #VALUE! | #VALUE! | #VALUE! | #VALUE! | #VALUE! | #VALUE! | #VALUE! | #VALUE! | 0.02444 | 7.6781 | 0.98456 | 0.13513 | -0.046595 | 0.035641 | -0.052527 | -0.059319 | 0.048993 | 0.024714 | -0.012361 | 1.0582
0.02445 | 7.6812 | 0.98511 | #VALUE! | #VALUE! | #VALUE! | #VALUE! | #VALUE! | #VALUE! | #VALUE! | #VALUE! | #VALUE! | 0.02445 | 7.6812 | 0.98511 | 0.13768 | -0.049486 | 0.032392 | -0.050019 | -0.058753 | 0.049501 | 0.026921 | -0.015307 | 1.058
0.02446 | 7.6843 | 0.98564 | #VALUE! | #VALUE! | #VALUE! | #VALUE! | #VALUE! | #VALUE! | #VALUE! | #VALUE! | #VALUE! | 0.02446 | 7.6843 | 0.98564 | 0.1402 | -0.052354 | 0.029104 | -0.047429 | -0.05802 | 0.049833 | 0.028986 | -0.01816 | 1.0578
0.02447 | 7.6875 | 0.98617 | #VALUE! | #VALUE! | #VALUE! | #VALUE! | #VALUE! | #VALUE! | #VALUE! | #VALUE! | #VALUE! | 0.02447 | 7.6875 | 0.98617 | 0.14268 | -0.055197 | 0.025781 | -0.044759 | -0.057121 | 0.049988 | 0.0309 | -0.0209 | 1.0575
0.02448 | 7.6906 | 0.98669 | #VALUE! | #VALUE! | #VALUE! | #VALUE! | #VALUE! | #VALUE! | #VALUE! | #VALUE! | #VALUE! | 0.02448 | 7.6906 | 0.98669 | 0.14512 | -0.058013 | 0.022427 | -0.042014 | -0.05606 | 0.049964 | 0.032654 | -0.023511 | 1.0573
0.02449 | 7.6938 | 0.98719 | #VALUE! | #VALUE! | #VALUE! | #VALUE! | #VALUE! | #VALUE! | #VALUE! | #VALUE! | #VALUE! | 0.02449 | 7.6938 | 0.98719 | 0.14753 | -0.0608 | 0.019047 | -0.039199 | -0.054838 | 0.049763 | 0.034236 | -0.025978 | 1.057
0.0245 | 7.6969 | 0.98769 | #VALUE! | #VALUE! | #VALUE! | #VALUE! | #VALUE! | #VALUE! | #VALUE! | #VALUE! | #VALUE! | 0.0245 | 7.6969 | 0.98769 | 0.14991 | -0.063559 | 0.015643 | -0.036319 | -0.05346 | 0.049384 | 0.03564 | -0.028284 | 1.0566
0.02451 | 7.7 | 0.98817 | #VALUE! | #VALUE! | #VALUE! | #VALUE! | #VALUE! | #VALUE! | #VALUE! | #VALUE! | #VALUE! | 0.02451 | 7.7 | 0.98817 | 0.15224 | -0.066286 | 0.012222 | -0.033379 | -0.05193 | 0.04883 | 0.036858 | -0.030416 | 1.0563
0.02452 | 7.7032 | 0.98865 | #VALUE! | #VALUE! | #VALUE! | #VALUE! | #VALUE! | #VALUE! | #VALUE! | #VALUE! | #VALUE! | 0.02452 | 7.7032 | 0.98865 | 0.15454 | -0.068982 | 0.0087851 | -0.030382 | -0.050252 | 0.048101 | 0.037884 | -0.032361 | 1.056
0.02453 | 7.7063 | 0.98912 | #VALUE! | #VALUE! | #VALUE! | #VALUE! | #VALUE! | #VALUE! | #VALUE! | #VALUE! | #VALUE! | 0.02453 | 7.7063 | 0.98912 | 0.1568 | -0.071644 | 0.0053382 | -0.027335 | -0.04843 | 0.047202 | 0.038712 | -0.034106 | 1.0557
0.02454 | 7.7095 | 0.98958 | #VALUE! | #VALUE! | #VALUE! | #VALUE! | #VALUE! | #VALUE! | #VALUE! | #VALUE! | #VALUE! | 0.02454 | 7.7095 | 0.98958 | 0.15902 | -0.074272 | 0.0018848 | -0.024243 | -0.04647 | 0.046134 | 0.039338 | -0.03564 | 1.0553
0.02455 | 7.7126 | 0.99002 | #VALUE! | #VALUE! | #VALUE! | #VALUE! | #VALUE! | #VALUE! | #VALUE! | #VALUE! | #VALUE! | 0.02455 | 7.7126 | 0.99002 | 0.16121 | -0.076863 | -0.0015707 | -0.02111 | -0.044378 | 0.044901 | 0.039758 | -0.036955 | 1.055
0.02456 | 7.7158 | 0.99046 | #VALUE! | #VALUE! | #VALUE! | #VALUE! | #VALUE! | #VALUE! | #VALUE! | #VALUE! | #VALUE! | 0.02456 | 7.7158 | 0.99046 | 0.16335 | -0.079418 | -0.0050244 | -0.017942 | -0.042159 | 0.043509 | 0.039972 | -0.038042 | 1.0547
0.02457 | 7.7189 | 0.99089 | #VALUE! | #VALUE! | #VALUE! | #VALUE! | #VALUE! | #VALUE! | #VALUE! | #VALUE! | #VALUE! | 0.02457 | 7.7189 | 0.99089 | 0.16545 | -0.081934 | -0.0084721 | -0.014744 | -0.03982 | 0.041962 | 0.039976 | -0.038895 | 1.0544
0.02458 | 7.722 | 0.99131 | #VALUE! | #VALUE! | #VALUE! | #VALUE! | #VALUE! | #VALUE! | #VALUE! | #VALUE! | #VALUE! | 0.02458 | 7.722 | 0.99131 | 0.16751 | -0.08441 | -0.01191 | -0.011521 | -0.037367 | 0.040265 | 0.039772 | -0.039508 | 1.0541
0.02459 | 7.7252 | 0.99172 | #VALUE! | #VALUE! | #VALUE! | #VALUE! | #VALUE! | #VALUE! | #VALUE! | #VALUE! | #VALUE! | 0.02459 | 7.7252 | 0.99172 | 0.16953 | -0.086846 | -0.015333 | -0.008279 | -0.034808 | 0.038425 | 0.03936 | -0.039877 | 1.0539
0.0246 | 7.7283 | 0.99211 | #VALUE! | #VALUE! | #VALUE! | #VALUE! | #VALUE! | #VALUE! | #VALUE! | #VALUE! | #VALUE! | 0.0246 | 7.7283 | 0.99211 | 0.17151 | -0.089239 | -0.018738 | -0.0050232 | -0.03215 | 0.036448 | 0.038743 | -0.04 | 1.0537
0.02461 | 7.7315 | 0.9925 | #VALUE! | #VALUE! | #VALUE! | #VALUE! | #VALUE! | #VALUE! | #VALUE! | #VALUE! | #VALUE! | 0.02461 | 7.7315 | 0.9925 | 0.17345 | -0.09159 | -0.022121 | -0.0017592 | -0.029399 | 0.034342 | 0.037924 | -0.039877 | 1.0535
0.02462 | 7.7346 | 0.99288 | #VALUE! | #VALUE! | #VALUE! | #VALUE! | #VALUE! | #VALUE! | #VALUE! | #VALUE! | #VALUE! | 0.02462 | 7.7346 | 0.99288 | 0.17534 | -0.093896 | -0.025477 | 0.0015079 | -0.026565 | 0.032113 | 0.036907 | -0.039508 | 1.0533
0.02463 | 7.7377 | 0.99325 | #VALUE! | #VALUE! | #VALUE! | #VALUE! | #VALUE! | #VALUE! | #VALUE! | #VALUE! | #VALUE! | 0.02463 | 7.7377 | 0.99325 | 0.17719 | -0.096157 | -0.028803 | 0.0047724 | -0.023656 | 0.029769 | 0.035697 | -0.038895 | 1.0532
0.02464 | 7.7409 | 0.99361 | #VALUE! | #VALUE! | #VALUE! | #VALUE! | #VALUE! | #VALUE! | #VALUE! | #VALUE! | #VALUE! | 0.02464 | 7.7409 | 0.99361 | 0.179 | -0.098371 | -0.032094 | 0.0080289 | -0.020679 | 0.02732 | 0.034301 | -0.038042 | 1.0531
0.02465 | 7.744 | 0.99396 | #VALUE! | #VALUE! | #VALUE! | #VALUE! | #VALUE! | #VALUE! | #VALUE! | #VALUE! | #VALUE! | 0.02465 | 7.744 | 0.99396 | 0.18076 | -0.10054 | -0.035347 | 0.011272 | -0.017642 | 0.024773 | 0.032726 | -0.036955 | 1.053
0.02466 | 7.7472 | 0.9943 | #VALUE! | #VALUE! | #VALUE! | #VALUE! | #VALUE! | #VALUE! | #VALUE! | #VALUE! | #VALUE! | 0.02466 | 7.7472 | 0.9943 | 0.18248 | -0.10266 | -0.038558 | 0.014496 | -0.014556 | 0.022138 | 0.03098 | -0.03564 | 1.053
0.02467 | 7.7503 | 0.99463 | #VALUE! | #VALUE! | #VALUE! | #VALUE! | #VALUE! | #VALUE! | #VALUE! | #VALUE! | #VALUE! | 0.02467 | 7.7503 | 0.99463 | 0.18415 | -0.10472 | -0.041723 | 0.017697 | -0.011428 | 0.019424 | 0.029073 | -0.034106 | 1.053
0.02468 | 7.7535 | 0.99495 | #VALUE! | #VALUE! | #VALUE! | #VALUE! | #VALUE! | #VALUE! | #VALUE! | #VALUE! | #VALUE! | 0.02468 | 7.7535 | 0.99495 | 0.18578 | -0.10674 | -0.044838 | 0.020867 | -0.0082674 | 0.016641 | 0.027013 | -0.032361 | 1.053
0.02469 | 7.7566 | 0.99526 | #VALUE! | #VALUE! | #VALUE! | #VALUE! | #VALUE! | #VALUE! | #VALUE! | #VALUE! | #VALUE! | 0.02469 | 7.7566 | 0.99526 | 0.18736 | -0.10871 | -0.0479 | 0.024003 | -0.0050833 | 0.013799 | 0.024813 | -0.030416 | 1.0531
0.0247 | 7.7597 | 0.99556 | #VALUE! | #VALUE! | #VALUE! | #VALUE! | #VALUE! | #VALUE! | #VALUE! | #VALUE! | #VALUE! | 0.0247 | 7.7597 | 0.99556 | 0.18889 | -0.11062 | -0.050904 | 0.027099 | -0.0018846 | 0.010907 | 0.022483 | -0.028284 | 1.0533
0.02471 | 7.7629 | 0.99585 | #VALUE! | #VALUE! | #VALUE! | #VALUE! | #VALUE! | #VALUE! | #VALUE! | #VALUE! | #VALUE! | 0.02471 | 7.7629 | 0.99585 | 0.19038 | -0.11248 | -0.053848 | 0.03015 | 0.0013194 | 0.0079768 | 0.020036 | -0.025978 | 1.0534
0.02472 | 7.766 | 0.99613 | #VALUE! | #VALUE! | #VALUE! | #VALUE! | #VALUE! | #VALUE! | #VALUE! | #VALUE! | #VALUE! | 0.02472 | 7.766 | 0.99613 | 0.19182 | -0.11429 | -0.056727 | 0.03315 | 0.0045196 | 0.0050181 | 0.017485 | -0.023511 | 1.0536
0.02473 | 7.7692 | 0.9964 | #VALUE! | #VALUE! | #VALUE! | #VALUE! | #VALUE! | #VALUE! | #VALUE! | #VALUE! | #VALUE! | 0.02473 | 7.7692 | 0.9964 | 0.19322 | -0.11604 | -0.059538 | 0.036095 | 0.007707 | 0.0020415 | 0.014842 | -0.0209 | 1.0538
0.02474 | 7.7723 | 0.99667 | #VALUE! | #VALUE! | #VALUE! | #VALUE! | #VALUE! | #VALUE! | #VALUE! | #VALUE! | #VALUE! | 0.02474 | 7.7723 | 0.99667 | 0.19456 | -0.11773 | -0.062279 | 0.03898 | 0.010872 | -0.00094242 | 0.012121 | -0.01816 | 1.0541
0.02475 | 7.7754 | 0.99692 | #VALUE! | #VALUE! | #VALUE! | #VALUE! | #VALUE! | #VALUE! | #VALUE! | #VALUE! | #VALUE! | 0.02475 | 7.7754 | 0.99692 | 0.19586 | -0.11937 | -0.064945 | 0.0418 | 0.014007 | -0.003923 | 0.0093378 | -0.015307 | 1.0544
0.02476 | 7.7786 | 0.99716 | #VALUE! | #VALUE! | #VALUE! | #VALUE! | #VALUE! | #VALUE! | #VALUE! | #VALUE! | #VALUE! | 0.02476 | 7.7786 | 0.99716 | 0.19711 | -0.12095 | -0.067533 | 0.04455 | 0.017101 | -0.0068895 | 0.0065055 | -0.012361 | 1.0547
0.02477 | 7.7817 | 0.99739 | #VALUE! | #VALUE! | #VALUE! | #VALUE! | #VALUE! | #VALUE! | #VALUE! | #VALUE! | #VALUE! | 0.02477 | 7.7817 | 0.99739 | 0.19831 | -0.12247 | -0.070041 | 0.047226 | 0.020147 | -0.0098315 | 0.0036392 | -0.0093378 | 1.055
0.02478 | 7.7849 | 0.99761 | #VALUE! | #VALUE! | #VALUE! | #VALUE! | #VALUE! | #VALUE! | #VALUE! | #VALUE! | #VALUE! | 0.02478 | 7.7849 | 0.99761 | 0.19947 | -0.12393 | -0.072465 | 0.049823 | 0.023135 | -0.012739 | 0.00075394 | -0.0062574 | 1.0554
0.02479 | 7.788 | 0.99782 | #VALUE! | #VALUE! | #VALUE! | #VALUE! | #VALUE! | #VALUE! | #VALUE! | #VALUE! | #VALUE! | 0.02479 | 7.788 | 0.99782 | 0.20057 | -0.12533 | -0.074803 | 0.052337 | 0.026057 | -0.0156 | -0.0021353 | -0.0031384 | 1.0558
0.0248 | 7.7911 | 0.99803 | #VALUE! | #VALUE! | #VALUE! | #VALUE! | #VALUE! | #VALUE! | #VALUE! | #VALUE! | #VALUE! | 0.0248 | 7.7911 | 0.99803 | 0.20162 | -0.12668 | -0.077051 | 0.054764 | 0.028905 | -0.018406 | -0.0050133 | -2.632e-13 | 1.0562
0.02481 | 7.7943 | 0.99822 | #VALUE! | #VALUE! | #VALUE! | #VALUE! | #VALUE! | #VALUE! | #VALUE! | #VALUE! | #VALUE! | 0.02481 | 7.7943 | 0.99822 | 0.20263 | -0.12796 | -0.079208 | 0.057099 | 0.031671 | -0.021147 | -0.0078652 | 0.0031384 | 1.0566
0.02482 | 7.7974 | 0.9984 | #VALUE! | #VALUE! | #VALUE! | #VALUE! | #VALUE! | #VALUE! | #VALUE! | #VALUE! | #VALUE! | 0.02482 | 7.7974 | 0.9984 | 0.20358 | -0.12917 | -0.081269 | 0.059339 | 0.034346 | -0.023812 | -0.010676 | 0.0062574 | 1.057
0.02483 | 7.8006 | 0.99857 | #VALUE! | #VALUE! | #VALUE! | #VALUE! | #VALUE! | #VALUE! | #VALUE! | #VALUE! | #VALUE! | 0.02483 | 7.8006 | 0.99857 | 0.20449 | -0.13033 | -0.083234 | 0.061481 | 0.036923 | -0.026392 | -0.013431 | 0.0093378 | 1.0574
0.02484 | 7.8037 | 0.99874 | #VALUE! | #VALUE! | #VALUE! | #VALUE! | #VALUE! | #VALUE! | #VALUE! | #VALUE! | #VALUE! | 0.02484 | 7.8037 | 0.99874 | 0.20534 | -0.13142 | -0.085099 | 0.063519 | 0.039395 | -0.028879 | -0.016116 | 0.012361 | 1.0578
0.02485 | 7.8069 | 0.99889 | #VALUE! | #VALUE! | #VALUE! | #VALUE! | #VALUE! | #VALUE! | #VALUE! | #VALUE! | #VALUE! | 0.02485 | 7.8069 | 0.99889 | 0.20614 | -0.13245 | -0.086863 | 0.065452 | 0.041755 | -0.031262 | -0.018717 | 0.015307 | 1.0583
0.02486 | 7.81 | 0.99903 | #VALUE! | #VALUE! | #VALUE! | #VALUE! | #VALUE! | #VALUE! | #VALUE! | #VALUE! | #VALUE! | 0.02486 | 7.81 | 0.99903 | 0.20689 | -0.13342 | -0.088523 | 0.067276 | 0.043995 | -0.033534 | -0.02122 | 0.01816 | 1.0587
0.02487 | 7.8131 | 0.99917 | #VALUE! | #VALUE! | #VALUE! | #VALUE! | #VALUE! | #VALUE! | #VALUE! | #VALUE! | #VALUE! | 0.02487 | 7.8131 | 0.99917 | 0.2076 | -0.13432 | -0.090077 | 0.068987 | 0.04611 | -0.035687 | -0.023613 | 0.0209 | 1.0591
0.02488 | 7.8163 | 0.99929 | #VALUE! | #VALUE! | #VALUE! | #VALUE! | #VALUE! | #VALUE! | #VALUE! | #VALUE! | #VALUE! | 0.02488 | 7.8163 | 0.99929 | 0.20824 | -0.13515 | -0.091524 | 0.070583 | 0.048094 | -0.037713 | -0.025882 | 0.023511 | 1.0595
0.02489 | 7.8194 | 0.9994 | #VALUE! | #VALUE! | #VALUE! | #VALUE! | #VALUE! | #VALUE! | #VALUE! | #VALUE! | #VALUE! | 0.02489 | 7.8194 | 0.9994 | 0.20884 | -0.13592 | -0.092862 | 0.072062 | 0.04994 | -0.039604 | -0.028016 | 0.025978 | 1.0598
0.0249 | 7.8226 | 0.99951 | #VALUE! | #VALUE! | #VALUE! | #VALUE! | #VALUE! | #VALUE! | #VALUE! | #VALUE! | #VALUE! | 0.0249 | 7.8226 | 0.99951 | 0.20939 | -0.13663 | -0.094088 | 0.07342 | 0.051645 | -0.041354 | -0.030004 | 0.028284 | 1.0602
0.02491 | 7.8257 | 0.9996 | #VALUE! | #VALUE! | #VALUE! | #VALUE! | #VALUE! | #VALUE! | #VALUE! | #VALUE! | #VALUE! | 0.02491 | 7.8257 | 0.9996 | 0.20989 | -0.13727 | -0.095202 | 0.074656 | 0.053201 | -0.042957 | -0.031836 | 0.030416 | 1.0605
0.02492 | 7.8288 | 0.99968 | #VALUE! | #VALUE! | #VALUE! | #VALUE! | #VALUE! | #VALUE! | #VALUE! | #VALUE! | #VALUE! | 0.02492 | 7.8288 | 0.99968 | 0.21033 | -0.13784 | -0.096203 | 0.075768 | 0.054606 | -0.044407 | -0.033501 | 0.032361 | 1.0608
0.02493 | 7.832 | 0.99976 | #VALUE! | #VALUE! | #VALUE! | #VALUE! | #VALUE! | #VALUE! | #VALUE! | #VALUE! | #VALUE! | 0.02493 | 7.832 | 0.99976 | 0.21072 | -0.13834 | -0.097088 | 0.076753 | 0.055856 | -0.045699 | -0.034992 | 0.034106 | 1.0611
0.02494 | 7.8351 | 0.99982 | #VALUE! | #VALUE! | #VALUE! | #VALUE! | #VALUE! | #VALUE! | #VALUE! | #VALUE! | #VALUE! | 0.02494 | 7.8351 | 0.99982 | 0.21106 | -0.13878 | -0.097858 | 0.07761 | 0.056946 | -0.046827 | -0.036299 | 0.03564 | 1.0613
0.02495 | 7.8383 | 0.99988 | #VALUE! | #VALUE! | #VALUE! | #VALUE! | #VALUE! | #VALUE! | #VALUE! | #VALUE! | #VALUE! | 0.02495 | 7.8383 | 0.99988 | 0.21135 | -0.13915 | -0.098511 | 0.078338 | 0.057873 | -0.04779 | -0.037418 | 0.036955 | 1.0615
0.02496 | 7.8414 | 0.99992 | #VALUE! | #VALUE! | #VALUE! | #VALUE! | #VALUE! | #VALUE! | #VALUE! | #VALUE! | #VALUE! | 0.02496 | 7.8414 | 0.99992 | 0.21158 | -0.13946 | -0.099046 | 0.078935 | 0.058636 | -0.048582 | -0.038341 | 0.038042 | 1.0617
0.02497 | 7.8446 | 0.99996 | #VALUE! | #VALUE! | #VALUE! | #VALUE! | #VALUE! | #VALUE! | #VALUE! | #VALUE! | #VALUE! | 0.02497 | 7.8446 | 0.99996 | 0.21176 | -0.1397 | -0.099463 | 0.0794 | 0.059232 | -0.0492 | -0.039064 | 0.038895 | 1.0618
0.02498 | 7.8477 | 0.99998 | #VALUE! | #VALUE! | #VALUE! | #VALUE! | #VALUE! | #VALUE! | #VALUE! | #VALUE! | #VALUE! | 0.02498 | 7.8477 | 0.99998 | 0.2119 | -0.13986 | -0.099761 | 0.079733 | 0.059658 | -0.049644 | -0.039583 | 0.039508 | 1.0619
0.02499 | 7.8508 | 1 | #VALUE! | #VALUE! | #VALUE! | #VALUE! | #VALUE! | #VALUE! | #VALUE! | #VALUE! | #VALUE! | 0.02499 | 7.8508 | 1 | 0.21197 | -0.13997 | -0.09994 | 0.079933 | 0.059914 | -0.049911 | -0.039896 | 0.039877 | 1.062
0.025 | 7.854 | 1 | #VALUE! | #VALUE! | #VALUE! | #VALUE! | #VALUE! | #VALUE! | #VALUE! | #VALUE! | #VALUE! | 0.025 | 7.854 | 1 | 0.212 | -0.14 | -0.1 | 0.08 | 0.06 | -0.05 | -0.04 | 0.04 | 1.062
0.02501 | 7.8571 | 1 | #VALUE! | #VALUE! | #VALUE! | #VALUE! | #VALUE! | #VALUE! | #VALUE! | #VALUE! | #VALUE! | 0.02501 | 7.8571 | 1 | 0.21197 | -0.13997 | -0.09994 | 0.079933 | 0.059914 | -0.049911 | -0.039896 | 0.039877 | 1.062
0.02502 | 7.8603 | 0.99998 | #VALUE! | #VALUE! | #VALUE! | #VALUE! | #VALUE! | #VALUE! | #VALUE! | #VALUE! | #VALUE! | 0.02502 | 7.8603 | 0.99998 | 0.2119 | -0.13986 | -0.099761 | 0.079733 | 0.059658 | -0.049644 | -0.039583 | 0.039508 | 1.0619
0.02503 | 7.8634 | 0.99996 | #VALUE! | #VALUE! | #VALUE! | #VALUE! | #VALUE! | #VALUE! | #VALUE! | #VALUE! | #VALUE! | 0.02503 | 7.8634 | 0.99996 | 0.21176 | -0.1397 | -0.099463 | 0.0794 | 0.059232 | -0.0492 | -0.039064 | 0.038895 | 1.0618
0.02504 | 7.8665 | 0.99992 | #VALUE! | #VALUE! | #VALUE! | #VALUE! | #VALUE! | #VALUE! | #VALUE! | #VALUE! | #VALUE! | 0.02504 | 7.8665 | 0.99992 | 0.21158 | -0.13946 | -0.099046 | 0.078935 | 0.058636 | -0.048582 | -0.038341 | 0.038042 | 1.0617
0.02505 | 7.8697 | 0.99988 | #VALUE! | #VALUE! | #VALUE! | #VALUE! | #VALUE! | #VALUE! | #VALUE! | #VALUE! | #VALUE! | 0.02505 | 7.8697 | 0.99988 | 0.21135 | -0.13915 | -0.098511 | 0.078338 | 0.057873 | -0.04779 | -0.037418 | 0.036955 | 1.0615
0.02506 | 7.8728 | 0.99982 | #VALUE! | #VALUE! | #VALUE! | #VALUE! | #VALUE! | #VALUE! | #VALUE! | #VALUE! | #VALUE! | 0.02506 | 7.8728 | 0.99982 | 0.21106 | -0.13878 | -0.097858 | 0.07761 | 0.056946 | -0.046827 | -0.036299 | 0.03564 | 1.0613
0.02507 | 7.876 | 0.99976 | #VALUE! | #VALUE! | #VALUE! | #VALUE! | #VALUE! | #VALUE! | #VALUE! | #VALUE! | #VALUE! | 0.02507 | 7.876 | 0.99976 | 0.21072 | -0.13834 | -0.097088 | 0.076753 | 0.055856 | -0.045699 | -0.034992 | 0.034106 | 1.0611
0.02508 | 7.8791 | 0.99968 | #VALUE! | #VALUE! | #VALUE! | #VALUE! | #VALUE! | #VALUE! | #VALUE! | #VALUE! | #VALUE! | 0.02508 | 7.8791 | 0.99968 | 0.21033 | -0.13784 | -0.096203 | 0.075768 | 0.054606 | -0.044407 | -0.033501 | 0.032361 | 1.0608
0.02509 | 7.8823 | 0.9996 | #VALUE! | #VALUE! | #VALUE! | #VALUE! | #VALUE! | #VALUE! | #VALUE! | #VALUE! | #VALUE! | 0.02509 | 7.8823 | 0.9996 | 0.20989 | -0.13727 | -0.095202 | 0.074656 | 0.053201 | -0.042957 | -0.031836 | 0.030416 | 1.0605
0.0251 | 7.8854 | 0.99951 | #VALUE! | #VALUE! | #VALUE! | #VALUE! | #VALUE! | #VALUE! | #VALUE! | #VALUE! | #VALUE! | 0.0251 | 7.8854 | 0.99951 | 0.20939 | -0.13663 | -0.094088 | 0.07342 | 0.051645 | -0.041354 | -0.030004 | 0.028284 | 1.0602
0.02511 | 7.8885 | 0.9994 | #VALUE! | #VALUE! | #VALUE! | #VALUE! | #VALUE! | #VALUE! | #VALUE! | #VALUE! | #VALUE! | 0.02511 | 7.8885 | 0.9994 | 0.20884 | -0.13592 | -0.092862 | 0.072062 | 0.04994 | -0.039604 | -0.028016 | 0.025978 | 1.0598
0.02512 | 7.8917 | 0.99929 | #VALUE! | #VALUE! | #VALUE! | #VALUE! | #VALUE! | #VALUE! | #VALUE! | #VALUE! | #VALUE! | 0.02512 | 7.8917 | 0.99929 | 0.20824 | -0.13515 | -0.091524 | 0.070583 | 0.048094 | -0.037713 | -0.025882 | 0.023511 | 1.0595
0.02513 | 7.8948 | 0.99917 | #VALUE! | #VALUE! | #VALUE! | #VALUE! | #VALUE! | #VALUE! | #VALUE! | #VALUE! | #VALUE! | 0.02513 | 7.8948 | 0.99917 | 0.2076 | -0.13432 | -0.090077 | 0.068987 | 0.04611 | -0.035687 | -0.023613 | 0.0209 | 1.0591
0.02514 | 7.898 | 0.99903 | #VALUE! | #VALUE! | #VALUE! | #VALUE! | #VALUE! | #VALUE! | #VALUE! | #VALUE! | #VALUE! | 0.02514 | 7.898 | 0.99903 | 0.20689 | -0.13342 | -0.088523 | 0.067276 | 0.043995 | -0.033534 | -0.02122 | 0.01816 | 1.0587
0.02515 | 7.9011 | 0.99889 | #VALUE! | #VALUE! | #VALUE! | #VALUE! | #VALUE! | #VALUE! | #VALUE! | #VALUE! | #VALUE! | 0.02515 | 7.9011 | 0.99889 | 0.20614 | -0.13245 | -0.086863 | 0.065452 | 0.041755 | -0.031262 | -0.018717 | 0.015307 | 1.0583
0.02516 | 7.9042 | 0.99874 | #VALUE! | #VALUE! | #VALUE! | #VALUE! | #VALUE! | #VALUE! | #VALUE! | #VALUE! | #VALUE! | 0.02516 | 7.9042 | 0.99874 | 0.20534 | -0.13142 | -0.085099 | 0.063519 | 0.039395 | -0.028879 | -0.016116 | 0.012361 | 1.0578
0.02517 | 7.9074 | 0.99857 | #VALUE! | #VALUE! | #VALUE! | #VALUE! | #VALUE! | #VALUE! | #VALUE! | #VALUE! | #VALUE! | 0.02517 | 7.9074 | 0.99857 | 0.20449 | -0.13033 | -0.083234 | 0.061481 | 0.036923 | -0.026392 | -0.013431 | 0.0093378 | 1.0574
0.02518 | 7.9105 | 0.9984 | #VALUE! | #VALUE! | #VALUE! | #VALUE! | #VALUE! | #VALUE! | #VALUE! | #VALUE! | #VALUE! | 0.02518 | 7.9105 | 0.9984 | 0.20358 | -0.12917 | -0.081269 | 0.059339 | 0.034346 | -0.023812 | -0.010676 | 0.0062574 | 1.057
0.02519 | 7.9137 | 0.99822 | #VALUE! | #VALUE! | #VALUE! | #VALUE! | #VALUE! | #VALUE! | #VALUE! | #VALUE! | #VALUE! | 0.02519 | 7.9137 | 0.99822 | 0.20263 | -0.12796 | -0.079208 | 0.057099 | 0.031671 | -0.021147 | -0.0078652 | 0.0031384 | 1.0566
0.0252 | 7.9168 | 0.99803 | #VALUE! | #VALUE! | #VALUE! | #VALUE! | #VALUE! | #VALUE! | #VALUE! | #VALUE! | #VALUE! | 0.0252 | 7.9168 | 0.99803 | 0.20162 | -0.12668 | -0.077051 | 0.054764 | 0.028905 | -0.018406 | -0.0050133 | 2.6932e-13 | 1.0562
0.02521 | 7.92 | 0.99782 | #VALUE! | #VALUE! | #VALUE! | #VALUE! | #VALUE! | #VALUE! | #VALUE! | #VALUE! | #VALUE! | 0.02521 | 7.92 | 0.99782 | 0.20057 | -0.12533 | -0.074803 | 0.052337 | 0.026057 | -0.0156 | -0.0021353 | -0.0031384 | 1.0558
0.02522 | 7.9231 | 0.99761 | #VALUE! | #VALUE! | #VALUE! | #VALUE! | #VALUE! | #VALUE! | #VALUE! | #VALUE! | #VALUE! | 0.02522 | 7.9231 | 0.99761 | 0.19947 | -0.12393 | -0.072465 | 0.049823 | 0.023135 | -0.012739 | 0.00075394 | -0.0062574 | 1.0554
0.02523 | 7.9262 | 0.99739 | #VALUE! | #VALUE! | #VALUE! | #VALUE! | #VALUE! | #VALUE! | #VALUE! | #VALUE! | #VALUE! | 0.02523 | 7.9262 | 0.99739 | 0.19831 | -0.12247 | -0.070041 | 0.047226 | 0.020147 | -0.0098315 | 0.0036392 | -0.0093378 | 1.055
0.02524 | 7.9294 | 0.99716 | #VALUE! | #VALUE! | #VALUE! | #VALUE! | #VALUE! | #VALUE! | #VALUE! | #VALUE! | #VALUE! | 0.02524 | 7.9294 | 0.99716 | 0.19711 | -0.12095 | -0.067533 | 0.04455 | 0.017101 | -0.0068895 | 0.0065055 | -0.012361 | 1.0547
0.02525 | 7.9325 | 0.99692 | #VALUE! | #VALUE! | #VALUE! | #VALUE! | #VALUE! | #VALUE! | #VALUE! | #VALUE! | #VALUE! | 0.02525 | 7.9325 | 0.99692 | 0.19586 | -0.11937 | -0.064945 | 0.0418 | 0.014007 | -0.003923 | 0.0093378 | -0.015307 | 1.0544
0.02526 | 7.9357 | 0.99667 | #VALUE! | #VALUE! | #VALUE! | #VALUE! | #VALUE! | #VALUE! | #VALUE! | #VALUE! | #VALUE! | 0.02526 | 7.9357 | 0.99667 | 0.19456 | -0.11773 | -0.062279 | 0.03898 | 0.010872 | -0.00094242 | 0.012121 | -0.01816 | 1.0541
0.02527 | 7.9388 | 0.9964 | #VALUE! | #VALUE! | #VALUE! | #VALUE! | #VALUE! | #VALUE! | #VALUE! | #VALUE! | #VALUE! | 0.02527 | 7.9388 | 0.9964 | 0.19322 | -0.11604 | -0.059538 | 0.036095 | 0.007707 | 0.0020415 | 0.014842 | -0.0209 | 1.0538
0.02528 | 7.9419 | 0.99613 | #VALUE! | #VALUE! | #VALUE! | #VALUE! | #VALUE! | #VALUE! | #VALUE! | #VALUE! | #VALUE! | 0.02528 | 7.9419 | 0.99613 | 0.19182 | -0.11429 | -0.056727 | 0.03315 | 0.0045196 | 0.0050181 | 0.017485 | -0.023511 | 1.0536
0.02529 | 7.9451 | 0.99585 | #VALUE! | #VALUE! | #VALUE! | #VALUE! | #VALUE! | #VALUE! | #VALUE! | #VALUE! | #VALUE! | 0.02529 | 7.9451 | 0.99585 | 0.19038 | -0.11248 | -0.053848 | 0.03015 | 0.0013194 | 0.0079768 | 0.020036 | -0.025978 | 1.0534
0.0253 | 7.9482 | 0.99556 | #VALUE! | #VALUE! | #VALUE! | #VALUE! | #VALUE! | #VALUE! | #VALUE! | #VALUE! | #VALUE! | 0.0253 | 7.9482 | 0.99556 | 0.18889 | -0.11062 | -0.050904 | 0.027099 | -0.0018846 | 0.010907 | 0.022483 | -0.028284 | 1.0533
0.02531 | 7.9514 | 0.99526 | #VALUE! | #VALUE! | #VALUE! | #VALUE! | #VALUE! | #VALUE! | #VALUE! | #VALUE! | #VALUE! | 0.02531 | 7.9514 | 0.99526 | 0.18736 | -0.10871 | -0.0479 | 0.024003 | -0.0050833 | 0.013799 | 0.024813 | -0.030416 | 1.0531
0.02532 | 7.9545 | 0.99495 | #VALUE! | #VALUE! | #VALUE! | #VALUE! | #VALUE! | #VALUE! | #VALUE! | #VALUE! | #VALUE! | 0.02532 | 7.9545 | 0.99495 | 0.18578 | -0.10674 | -0.044838 | 0.020867 | -0.0082674 | 0.016641 | 0.027013 | -0.032361 | 1.053
0.02533 | 7.9577 | 0.99463 | #VALUE! | #VALUE! | #VALUE! | #VALUE! | #VALUE! | #VALUE! | #VALUE! | #VALUE! | #VALUE! | 0.02533 | 7.9577 | 0.99463 | 0.18415 | -0.10472 | -0.041723 | 0.017697 | -0.011428 | 0.019424 | 0.029073 | -0.034106 | 1.053
0.02534 | 7.9608 | 0.9943 | #VALUE! | #VALUE! | #VALUE! | #VALUE! | #VALUE! | #VALUE! | #VALUE! | #VALUE! | #VALUE! | 0.02534 | 7.9608 | 0.9943 | 0.18248 | -0.10266 | -0.038558 | 0.014496 | -0.014556 | 0.022138 | 0.03098 | -0.03564 | 1.053
0.02535 | 7.9639 | 0.99396 | #VALUE! | #VALUE! | #VALUE! | #VALUE! | #VALUE! | #VALUE! | #VALUE! | #VALUE! | #VALUE! | 0.02535 | 7.9639 | 0.99396 | 0.18076 | -0.10054 | -0.035347 | 0.011272 | -0.017642 | 0.024773 | 0.032726 | -0.036955 | 1.053
0.02536 | 7.9671 | 0.99361 | #VALUE! | #VALUE! | #VALUE! | #VALUE! | #VALUE! | #VALUE! | #VALUE! | #VALUE! | #VALUE! | 0.02536 | 7.9671 | 0.99361 | 0.179 | -0.098371 | -0.032094 | 0.0080289 | -0.020679 | 0.02732 | 0.034301 | -0.038042 | 1.0531
0.02537 | 7.9702 | 0.99325 | #VALUE! | #VALUE! | #VALUE! | #VALUE! | #VALUE! | #VALUE! | #VALUE! | #VALUE! | #VALUE! | 0.02537 | 7.9702 | 0.99325 | 0.17719 | -0.096157 | -0.028803 | 0.0047724 | -0.023656 | 0.029769 | 0.035697 | -0.038895 | 1.0532
0.02538 | 7.9734 | 0.99288 | #VALUE! | #VALUE! | #VALUE! | #VALUE! | #VALUE! | #VALUE! | #VALUE! | #VALUE! | #VALUE! | 0.02538 | 7.9734 | 0.99288 | 0.17534 | -0.093896 | -0.025477 | 0.0015079 | -0.026565 | 0.032113 | 0.036907 | -0.039508 | 1.0533
0.02539 | 7.9765 | 0.9925 | #VALUE! | #VALUE! | #VALUE! | #VALUE! | #VALUE! | #VALUE! | #VALUE! | #VALUE! | #VALUE! | 0.02539 | 7.9765 | 0.9925 | 0.17345 | -0.09159 | -0.022121 | -0.0017592 | -0.029399 | 0.034342 | 0.037924 | -0.039877 | 1.0535
0.0254 | 7.9796 | 0.99211 | #VALUE! | #VALUE! | #VALUE! | #VALUE! | #VALUE! | #VALUE! | #VALUE! | #VALUE! | #VALUE! | 0.0254 | 7.9796 | 0.99211 | 0.17151 | -0.089239 | -0.018738 | -0.0050232 | -0.03215 | 0.036448 | 0.038743 | -0.04 | 1.0537
0.02541 | 7.9828 | 0.99172 | #VALUE! | #VALUE! | #VALUE! | #VALUE! | #VALUE! | #VALUE! | #VALUE! | #VALUE! | #VALUE! | 0.02541 | 7.9828 | 0.99172 | 0.16953 | -0.086846 | -0.015333 | -0.008279 | -0.034808 | 0.038425 | 0.03936 | -0.039877 | 1.0539
0.02542 | 7.9859 | 0.99131 | #VALUE! | #VALUE! | #VALUE! | #VALUE! | #VALUE! | #VALUE! | #VALUE! | #VALUE! | #VALUE! | 0.02542 | 7.9859 | 0.99131 | 0.16751 | -0.08441 | -0.01191 | -0.011521 | -0.037367 | 0.040265 | 0.039772 | -0.039508 | 1.0541
0.02543 | 7.9891 | 0.99089 | #VALUE! | #VALUE! | #VALUE! | #VALUE! | #VALUE! | #VALUE! | #VALUE! | #VALUE! | #VALUE! | 0.02543 | 7.9891 | 0.99089 | 0.16545 | -0.081934 | -0.0084721 | -0.014744 | -0.03982 | 0.041962 | 0.039976 | -0.038895 | 1.0544
0.02544 | 7.9922 | 0.99046 | #VALUE! | #VALUE! | #VALUE! | #VALUE! | #VALUE! | #VALUE! | #VALUE! | #VALUE! | #VALUE! | 0.02544 | 7.9922 | 0.99046 | 0.16335 | -0.079418 | -0.0050244 | -0.017942 | -0.042159 | 0.043509 | 0.039972 | -0.038042 | 1.0547
0.02545 | 7.9954 | 0.99002 | #VALUE! | #VALUE! | #VALUE! | #VALUE! | #VALUE! | #VALUE! | #VALUE! | #VALUE! | #VALUE! | 0.02545 | 7.9954 | 0.99002 | 0.16121 | -0.076863 | -0.0015707 | -0.02111 | -0.044378 | 0.044901 | 0.039758 | -0.036955 | 1.055
0.02546 | 7.9985 | 0.98958 | #VALUE! | #VALUE! | #VALUE! | #VALUE! | #VALUE! | #VALUE! | #VALUE! | #VALUE! | #VALUE! | 0.02546 | 7.9985 | 0.98958 | 0.15902 | -0.074272 | 0.0018848 | -0.024243 | -0.04647 | 0.046134 | 0.039338 | -0.03564 | 1.0553
0.02547 | 8.0016 | 0.98912 | #VALUE! | #VALUE! | #VALUE! | #VALUE! | #VALUE! | #VALUE! | #VALUE! | #VALUE! | #VALUE! | 0.02547 | 8.0016 | 0.98912 | 0.1568 | -0.071644 | 0.0053382 | -0.027335 | -0.04843 | 0.047202 | 0.038712 | -0.034106 | 1.0557
0.02548 | 8.0048 | 0.98865 | #VALUE! | #VALUE! | #VALUE! | #VALUE! | #VALUE! | #VALUE! | #VALUE! | #VALUE! | #VALUE! | 0.02548 | 8.0048 | 0.98865 | 0.15454 | -0.068982 | 0.0087851 | -0.030382 | -0.050252 | 0.048101 | 0.037884 | -0.032361 | 1.056
0.02549 | 8.0079 | 0.98817 | #VALUE! | #VALUE! | #VALUE! | #VALUE! | #VALUE! | #VALUE! | #VALUE! | #VALUE! | #VALUE! | 0.02549 | 8.0079 | 0.98817 | 0.15224 | -0.066286 | 0.012222 | -0.033379 | -0.05193 | 0.04883 | 0.036858 | -0.030416 | 1.0563
0.0255 | 8.0111 | 0.98769 | #VALUE! | #VALUE! | #VALUE! | #VALUE! | #VALUE! | #VALUE! | #VALUE! | #VALUE! | #VALUE! | 0.0255 | 8.0111 | 0.98769 | 0.14991 | -0.063559 | 0.015643 | -0.036319 | -0.05346 | 0.049384 | 0.03564 | -0.028284 | 1.0566
0.02551 | 8.0142 | 0.98719 | #VALUE! | #VALUE! | #VALUE! | #VALUE! | #VALUE! | #VALUE! | #VALUE! | #VALUE! | #VALUE! | 0.02551 | 8.0142 | 0.98719 | 0.14753 | -0.0608 | 0.019047 | -0.039199 | -0.054838 | 0.049763 | 0.034236 | -0.025978 | 1.057
0.02552 | 8.0173 | 0.98669 | #VALUE! | #VALUE! | #VALUE! | #VALUE! | #VALUE! | #VALUE! | #VALUE! | #VALUE! | #VALUE! | 0.02552 | 8.0173 | 0.98669 | 0.14512 | -0.058013 | 0.022427 | -0.042014 | -0.05606 | 0.049964 | 0.032654 | -0.023511 | 1.0573
0.02553 | 8.0205 | 0.98617 | #VALUE! | #VALUE! | #VALUE! | #VALUE! | #VALUE! | #VALUE! | #VALUE! | #VALUE! | #VALUE! | 0.02553 | 8.0205 | 0.98617 | 0.14268 | -0.055197 | 0.025781 | -0.044759 | -0.057121 | 0.049988 | 0.0309 | -0.0209 | 1.0575
0.02554 | 8.0236 | 0.98564 | #VALUE! | #VALUE! | #VALUE! | #VALUE! | #VALUE! | #VALUE! | #VALUE! | #VALUE! | #VALUE! | 0.02554 | 8.0236 | 0.98564 | 0.1402 | -0.052354 | 0.029104 | -0.047429 | -0.05802 | 0.049833 | 0.028986 | -0.01816 | 1.0578
0.02555 | 8.0268 | 0.98511 | #VALUE! | #VALUE! | #VALUE! | #VALUE! | #VALUE! | #VALUE! | #VALUE! | #VALUE! | #VALUE! | 0.02555 | 8.0268 | 0.98511 | 0.13768 | -0.049486 | 0.032392 | -0.050019 | -0.058753 | 0.049501 | 0.026921 | -0.015307 | 1.058
0.02556 | 8.0299 | 0.98456 | #VALUE! | #VALUE! | #VALUE! | #VALUE! | #VALUE! | #VALUE! | #VALUE! | #VALUE! | #VALUE! | 0.02556 | 8.0299 | 0.98456 | 0.13513 | -0.046595 | 0.035641 | -0.052527 | -0.059319 | 0.048993 | 0.024714 | -0.012361 | 1.0582
0.02557 | 8.0331 | 0.98401 | #VALUE! | #VALUE! | #VALUE! | #VALUE! | #VALUE! | #VALUE! | #VALUE! | #VALUE! | #VALUE! | 0.02557 | 8.0331 | 0.98401 | 0.13255 | -0.04368 | 0.038848 | -0.054947 | -0.059716 | 0.04831 | 0.022379 | -0.0093378 | 1.0584
0.02558 | 8.0362 | 0.98345 | #VALUE! | #VALUE! | #VALUE! | #VALUE! | #VALUE! | #VALUE! | #VALUE! | #VALUE! | #VALUE! | 0.02558 | 8.0362 | 0.98345 | 0.12994 | -0.040745 | 0.042009 | -0.057275 | -0.059942 | 0.047455 | 0.019927 | -0.0062574 | 1.0586
0.02559 | 8.0393 | 0.98287 | #VALUE! | #VALUE! | #VALUE! | #VALUE! | #VALUE! | #VALUE! | #VALUE! | #VALUE! | #VALUE! | 0.02559 | 8.0393 | 0.98287 | 0.12729 | -0.03779 | 0.045119 | -0.059508 | -0.059997 | 0.046431 | 0.017372 | -0.0031384 | 1.0586
0.0256 | 8.0425 | 0.98229 | #VALUE! | #VALUE! | #VALUE! | #VALUE! | #VALUE! | #VALUE! | #VALUE! | #VALUE! | #VALUE! | 0.0256 | 8.0425 | 0.98229 | 0.12461 | -0.034817 | 0.048175 | -0.061641 | -0.059882 | 0.045241 | 0.014725 | -2.7544e-13 | 1.0587
0.02561 | 8.0456 | 0.98169 | #VALUE! | #VALUE! | #VALUE! | #VALUE! | #VALUE! | #VALUE! | #VALUE! | #VALUE! | #VALUE! | 0.02561 | 8.0456 | 0.98169 | 0.1219 | -0.031826 | 0.051174 | -0.063672 | -0.059595 | 0.043891 | 0.012002 | 0.0031384 | 1.0587
0.02562 | 8.0488 | 0.98109 | #VALUE! | #VALUE! | #VALUE! | #VALUE! | #VALUE! | #VALUE! | #VALUE! | #VALUE! | #VALUE! | 0.02562 | 8.0488 | 0.98109 | 0.11916 | -0.028821 | 0.054112 | -0.065596 | -0.059139 | 0.042384 | 0.0092156 | 0.0062574 | 1.0587
0.02563 | 8.0519 | 0.98048 | #VALUE! | #VALUE! | #VALUE! | #VALUE! | #VALUE! | #VALUE! | #VALUE! | #VALUE! | #VALUE! | 0.02563 | 8.0519 | 0.98048 | 0.11639 | -0.025801 | 0.056985 | -0.067411 | -0.058514 | 0.040726 | 0.0063815 | 0.0093378 | 1.0586
0.02564 | 8.055 | 0.97986 | #VALUE! | #VALUE! | #VALUE! | #VALUE! | #VALUE! | #VALUE! | #VALUE! | #VALUE! | #VALUE! | 0.02564 | 8.055 | 0.97986 | 0.1136 | -0.022769 | 0.05979 | -0.069114 | -0.057722 | 0.038923 | 0.003514 | 0.012361 | 1.0584
0.02565 | 8.0582 | 0.97922 | #VALUE! | #VALUE! | #VALUE! | #VALUE! | #VALUE! | #VALUE! | #VALUE! | #VALUE! | #VALUE! | 0.02565 | 8.0582 | 0.97922 | 0.11077 | -0.019726 | 0.062524 | -0.070701 | -0.056765 | 0.036982 | 0.00062829 | 0.015307 | 1.0582
0.02566 | 8.0613 | 0.97858 | #VALUE! | #VALUE! | #VALUE! | #VALUE! | #VALUE! | #VALUE! | #VALUE! | #VALUE! | #VALUE! | 0.02566 | 8.0613 | 0.97858 | 0.10792 | -0.016674 | 0.065183 | -0.072171 | -0.055647 | 0.034908 | -0.0022607 | 0.01816 | 1.058
0.02567 | 8.0645 | 0.97793 | #VALUE! | #VALUE! | #VALUE! | #VALUE! | #VALUE! | #VALUE! | #VALUE! | #VALUE! | #VALUE! | 0.02567 | 8.0645 | 0.97793 | 0.10504 | -0.013613 | 0.067765 | -0.07352 | -0.05437 | 0.032711 | -0.005138 | 0.0209 | 1.0577
0.02568 | 8.0676 | 0.97727 | #VALUE! | #VALUE! | #VALUE! | #VALUE! | #VALUE! | #VALUE! | #VALUE! | #VALUE! | #VALUE! | 0.02568 | 8.0676 | 0.97727 | 0.10213 | -0.010546 | 0.070265 | -0.074746 | -0.052937 | 0.030397 | -0.0079884 | 0.023511 | 1.0574
0.02569 | 8.0708 | 0.9766 | #VALUE! | #VALUE! | #VALUE! | #VALUE! | #VALUE! | #VALUE! | #VALUE! | #VALUE! | #VALUE! | 0.02569 | 8.0708 | 0.9766 | 0.099201 | -0.0074734 | 0.072681 | -0.075848 | -0.051354 | 0.027974 | -0.010797 | 0.025978 | 1.057
0.0257 | 8.0739 | 0.97592 | #VALUE! | #VALUE! | #VALUE! | #VALUE! | #VALUE! | #VALUE! | #VALUE! | #VALUE! | #VALUE! | 0.0257 | 8.0739 | 0.97592 | 0.096246 | -0.0043975 | 0.075011 | -0.076823 | -0.049625 | 0.025452 | -0.01355 | 0.028284 | 1.0565
0.02571 | 8.077 | 0.97523 | #VALUE! | #VALUE! | #VALUE! | #VALUE! | #VALUE! | #VALUE! | #VALUE! | #VALUE! | #VALUE! | 0.02571 | 8.077 | 0.97523 | 0.093267 | -0.0013194 | 0.077251 | -0.077671 | -0.047754 | 0.022839 | -0.016231 | 0.030416 | 1.056
0.02572 | 8.0802 | 0.97453 | #VALUE! | #VALUE! | #VALUE! | #VALUE! | #VALUE! | #VALUE! | #VALUE! | #VALUE! | #VALUE! | 0.02572 | 8.0802 | 0.97453 | 0.090265 | 0.0017592 | 0.079399 | -0.078388 | -0.045747 | 0.020145 | -0.018828 | 0.032361 | 1.0555
0.02573 | 8.0833 | 0.97382 | #VALUE! | #VALUE! | #VALUE! | #VALUE! | #VALUE! | #VALUE! | #VALUE! | #VALUE! | #VALUE! | 0.02573 | 8.0833 | 0.97382 | 0.087241 | 0.0048371 | 0.081452 | -0.078975 | -0.043609 | 0.01738 | -0.021327 | 0.034106 | 1.0549
0.02574 | 8.0865 | 0.9731 | #VALUE! | #VALUE! | #VALUE! | #VALUE! | #VALUE! | #VALUE! | #VALUE! | #VALUE! | #VALUE! | 0.02574 | 8.0865 | 0.9731 | 0.084195 | 0.0079126 | 0.083408 | -0.079431 | -0.041347 | 0.014552 | -0.023714 | 0.03564 | 1.0543
0.02575 | 8.0896 | 0.97237 | #VALUE! | #VALUE! | #VALUE! | #VALUE! | #VALUE! | #VALUE! | #VALUE! | #VALUE! | #VALUE! | 0.02575 | 8.0896 | 0.97237 | 0.081129 | 0.010984 | 0.085264 | -0.079753 | -0.038967 | 0.011672 | -0.025978 | 0.036955 | 1.0537
0.02576 | 8.0927 | 0.97163 | #VALUE! | #VALUE! | #VALUE! | #VALUE! | #VALUE! | #VALUE! | #VALUE! | #VALUE! | #VALUE! | 0.02576 | 8.0927 | 0.97163 | 0.078042 | 0.014051 | 0.087018 | -0.079943 | -0.036476 | 0.0087512 | -0.028106 | 0.038042 | 1.053
0.02577 | 8.0959 | 0.97088 | #VALUE! | #VALUE! | #VALUE! | #VALUE! | #VALUE! | #VALUE! | #VALUE! | #VALUE! | #VALUE! | 0.02577 | 8.0959 | 0.97088 | 0.074937 | 0.01711 | 0.088669 | -0.08 | -0.033881 | 0.0057989 | -0.030087 | 0.038895 | 1.0523
0.02578 | 8.099 | 0.97013 | #VALUE! | #VALUE! | #VALUE! | #VALUE! | #VALUE! | #VALUE! | #VALUE! | #VALUE! | #VALUE! | 0.02578 | 8.099 | 0.97013 | 0.071812 | 0.020162 | 0.090213 | -0.079923 | -0.031189 | 0.0028259 | -0.031912 | 0.039508 | 1.0516
0.02579 | 8.1022 | 0.96936 | #VALUE! | #VALUE! | #VALUE! | #VALUE! | #VALUE! | #VALUE! | #VALUE! | #VALUE! | #VALUE! | 0.02579 | 8.1022 | 0.96936 | 0.06867 | 0.023203 | 0.09165 | -0.079712 | -0.028408 | -0.00015708 | -0.03357 | 0.039877 | 1.0509
0.0258 | 8.1053 | 0.96858 | #VALUE! | #VALUE! | #VALUE! | #VALUE! | #VALUE! | #VALUE! | #VALUE! | #VALUE! | #VALUE! | 0.0258 | 8.1053 | 0.96858 | 0.065512 | 0.026233 | 0.092978 | -0.079369 | -0.025547 | -0.0031395 | -0.035052 | 0.04 | 1.0502
0.02581 | 8.1085 | 0.9678 | #VALUE! | #VALUE! | #VALUE! | #VALUE! | #VALUE! | #VALUE! | #VALUE! | #VALUE! | #VALUE! | 0.02581 | 8.1085 | 0.9678 | 0.062337 | 0.029251 | 0.094194 | -0.078894 | -0.022612 | -0.0061108 | -0.036352 | 0.039877 | 1.0495
0.02582 | 8.1116 | 0.967 | #VALUE! | #VALUE! | #VALUE! | #VALUE! | #VALUE! | #VALUE! | #VALUE! | #VALUE! | #VALUE! | 0.02582 | 8.1116 | 0.967 | 0.059146 | 0.032255 | 0.095298 | -0.078286 | -0.019613 | -0.0090603 | -0.037462 | 0.039508 | 1.0488
0.02583 | 8.1147 | 0.9662 | #VALUE! | #VALUE! | #VALUE! | #VALUE! | #VALUE! | #VALUE! | #VALUE! | #VALUE! | #VALUE! | 0.02583 | 8.1147 | 0.9662 | 0.055941 | 0.035242 | 0.096288 | -0.077549 | -0.016558 | -0.011978 | -0.038376 | 0.038895 | 1.0481
0.02584 | 8.1179 | 0.96538 | #VALUE! | #VALUE! | #VALUE! | #VALUE! | #VALUE! | #VALUE! | #VALUE! | #VALUE! | #VALUE! | 0.02584 | 8.1179 | 0.96538 | 0.052722 | 0.038213 | 0.097163 | -0.076682 | -0.013456 | -0.014852 | -0.039091 | 0.038042 | 1.0474
0.02585 | 8.121 | 0.96456 | #VALUE! | #VALUE! | #VALUE! | #VALUE! | #VALUE! | #VALUE! | #VALUE! | #VALUE! | #VALUE! | 0.02585 | 8.121 | 0.96456 | 0.04949 | 0.041166 | 0.097922 | -0.075687 | -0.010316 | -0.017674 | -0.039601 | 0.036955 | 1.0468
0.02586 | 8.1242 | 0.96372 | #VALUE! | #VALUE! | #VALUE! | #VALUE! | #VALUE! | #VALUE! | #VALUE! | #VALUE! | #VALUE! | 0.02586 | 8.1242 | 0.96372 | 0.046246 | 0.044098 | 0.098564 | -0.074566 | -0.0071458 | -0.020432 | -0.039905 | 0.03564 | 1.0462
0.02587 | 8.1273 | 0.96288 | #VALUE! | #VALUE! | #VALUE! | #VALUE! | #VALUE! | #VALUE! | #VALUE! | #VALUE! | #VALUE! | 0.02587 | 8.1273 | 0.96288 | 0.042991 | 0.047009 | 0.099089 | -0.07332 | -0.0039555 | -0.023118 | -0.04 | 0.034106 | 1.0457
0.02588 | 8.1304 | 0.96203 | #VALUE! | #VALUE! | #VALUE! | #VALUE! | #VALUE! | #VALUE! | #VALUE! | #VALUE! | #VALUE! | 0.02588 | 8.1304 | 0.96203 | 0.039725 | 0.049898 | 0.099495 | -0.071952 | -0.00075396 | -0.025722 | -0.039886 | 0.032361 | 1.0452
0.02589 | 8.1336 | 0.96117 | #VALUE! | #VALUE! | #VALUE! | #VALUE! | #VALUE! | #VALUE! | #VALUE! | #VALUE! | #VALUE! | 0.02589 | 8.1336 | 0.96117 | 0.036449 | 0.052762 | 0.099782 | -0.070465 | 0.0024498 | -0.028234 | -0.039565 | 0.030416 | 1.0448
0.0259 | 8.1367 | 0.96029 | #VALUE! | #VALUE! | #VALUE! | #VALUE! | #VALUE! | #VALUE! | #VALUE! | #VALUE! | #VALUE! | 0.0259 | 8.1367 | 0.96029 | 0.033164 | 0.055601 | 0.099951 | -0.068859 | 0.0056465 | -0.030645 | -0.039037 | 0.028284 | 1.0444
0.02591 | 8.1399 | 0.95941 | #VALUE! | #VALUE! | #VALUE! | #VALUE! | #VALUE! | #VALUE! | #VALUE! | #VALUE! | #VALUE! | 0.02591 | 8.1399 | 0.95941 | 0.029871 | 0.058413 | 0.1 | -0.067139 | 0.0088271 | -0.032948 | -0.038305 | 0.025978 | 1.0441
0.02592 | 8.143 | 0.95852 | #VALUE! | #VALUE! | #VALUE! | #VALUE! | #VALUE! | #VALUE! | #VALUE! | #VALUE! | #VALUE! | 0.02592 | 8.143 | 0.95852 | 0.026571 | 0.061196 | 0.099929 | -0.065307 | 0.011983 | -0.035132 | -0.037373 | 0.023511 | 1.0439
0.02593 | 8.1461 | 0.95762 | #VALUE! | #VALUE! | #VALUE! | #VALUE! | #VALUE! | #VALUE! | #VALUE! | #VALUE! | #VALUE! | 0.02593 | 8.1461 | 0.95762 | 0.023264 | 0.06395 | 0.099739 | -0.063366 | 0.015104 | -0.037192 | -0.036246 | 0.0209 | 1.0438
0.02594 | 8.1493 | 0.95671 | #VALUE! | #VALUE! | #VALUE! | #VALUE! | #VALUE! | #VALUE! | #VALUE! | #VALUE! | #VALUE! | 0.02594 | 8.1493 | 0.95671 | 0.019951 | 0.066673 | 0.09943 | -0.061319 | 0.018182 | -0.03912 | -0.03493 | 0.01816 | 1.0437
0.02595 | 8.1524 | 0.95579 | #VALUE! | #VALUE! | #VALUE! | #VALUE! | #VALUE! | #VALUE! | #VALUE! | #VALUE! | #VALUE! | 0.02595 | 8.1524 | 0.95579 | 0.016633 | 0.069364 | 0.099002 | -0.05917 | 0.021208 | -0.040907 | -0.033432 | 0.015307 | 1.0438
0.02596 | 8.1556 | 0.95486 | #VALUE! | #VALUE! | #VALUE! | #VALUE! | #VALUE! | #VALUE! | #VALUE! | #VALUE! | #VALUE! | 0.02596 | 8.1556 | 0.95486 | 0.013312 | 0.072022 | 0.098456 | -0.056923 | 0.024174 | -0.04255 | -0.03176 | 0.012361 | 1.044
0.02597 | 8.1587 | 0.95393 | #VALUE! | #VALUE! | #VALUE! | #VALUE! | #VALUE! | #VALUE! | #VALUE! | #VALUE! | #VALUE! | 0.02597 | 8.1587 | 0.95393 | 0.0099866 | 0.074644 | 0.097793 | -0.05458 | 0.027071 | -0.04404 | -0.029921 | 0.0093378 | 1.0442
0.02598 | 8.1619 | 0.95298 | #VALUE! | #VALUE! | #VALUE! | #VALUE! | #VALUE! | #VALUE! | #VALUE! | #VALUE! | #VALUE! | 0.02598 | 8.1619 | 0.95298 | 0.0066591 | 0.07723 | 0.097013 | -0.052147 | 0.029891 | -0.045374 | -0.027927 | 0.0062574 | 1.0446
0.02599 | 8.165 | 0.95202 | #VALUE! | #VALUE! | #VALUE! | #VALUE! | #VALUE! | #VALUE! | #VALUE! | #VALUE! | #VALUE! | 0.02599 | 8.165 | 0.95202 | 0.00333 | 0.079779 | 0.096117 | -0.049626 | 0.032626 | -0.046546 | -0.025786 | 0.0031384 | 1.0451
0.026 | 8.1681 | 0.95106 | #VALUE! | #VALUE! | #VALUE! | #VALUE! | #VALUE! | #VALUE! | #VALUE! | #VALUE! | #VALUE! | 0.026 | 8.1681 | 0.95106 | 2.9634e-13 | 0.08229 | 0.095106 | -0.047023 | 0.035267 | -0.047553 | -0.023511 | 2.7928e-13 | 1.0456
0.02601 | 8.1713 | 0.95008 | #VALUE! | #VALUE! | #VALUE! | #VALUE! | #VALUE! | #VALUE! | #VALUE! | #VALUE! | #VALUE! | 0.02601 | 8.1713 | 0.95008 | -0.00333 | 0.084761 | 0.093981 | -0.044341 | 0.037808 | -0.04839 | -0.021114 | -0.0031384 | 1.0463
0.02602 | 8.1744 | 0.9491 | #VALUE! | #VALUE! | #VALUE! | #VALUE! | #VALUE! | #VALUE! | #VALUE! | #VALUE! | #VALUE! | 0.02602 | 8.1744 | 0.9491 | -0.0066591 | 0.08719 | 0.092745 | -0.041585 | 0.040241 | -0.049055 | -0.018606 | -0.0062574 | 1.0471
0.02603 | 8.1776 | 0.9481 | #VALUE! | #VALUE! | #VALUE! | #VALUE! | #VALUE! | #VALUE! | #VALUE! | #VALUE! | #VALUE! | 0.02603 | 8.1776 | 0.9481 | -0.0099866 | 0.089578 | 0.091397 | -0.03876 | 0.042559 | -0.049544 | -0.016001 | -0.0093378 | 1.048
0.02604 | 8.1807 | 0.9471 | #VALUE! | #VALUE! | #VALUE! | #VALUE! | #VALUE! | #VALUE! | #VALUE! | #VALUE! | #VALUE! | 0.02604 | 8.1807 | 0.9471 | -0.013312 | 0.091922 | 0.089941 | -0.035871 | 0.044756 | -0.049858 | -0.013313 | -0.012361 | 1.049
0.02605 | 8.1838 | 0.94609 | #VALUE! | #VALUE! | #VALUE! | #VALUE! | #VALUE! | #VALUE! | #VALUE! | #VALUE! | #VALUE! | 0.02605 | 8.1838 | 0.94609 | -0.016633 | 0.094222 | 0.088377 | -0.032921 | 0.046826 | -0.049994 | -0.010555 | -0.015307 | 1.0501
0.02606 | 8.187 | 0.94506 | #VALUE! | #VALUE! | #VALUE! | #VALUE! | #VALUE! | #VALUE! | #VALUE! | #VALUE! | #VALUE! | 0.02606 | 8.187 | 0.94506 | -0.019951 | 0.096476 | 0.086707 | -0.029917 | 0.048762 | -0.049952 | -0.007742 | -0.01816 | 1.0513
0.02607 | 8.1901 | 0.94403 | #VALUE! | #VALUE! | #VALUE! | #VALUE! | #VALUE! | #VALUE! | #VALUE! | #VALUE! | #VALUE! | 0.02607 | 8.1901 | 0.94403 | -0.023264 | 0.098683 | 0.084934 | -0.026862 | 0.050558 | -0.049732 | -0.0048886 | -0.0209 | 1.0526
0.02608 | 8.1933 | 0.94299 | #VALUE! | #VALUE! | #VALUE! | #VALUE! | #VALUE! | #VALUE! | #VALUE! | #VALUE! | #VALUE! | 0.02608 | 8.1933 | 0.94299 | -0.026571 | 0.10084 | 0.08306 | -0.023763 | 0.052211 | -0.049334 | -0.0020098 | -0.023511 | 1.0539
0.02609 | 8.1964 | 0.94194 | #VALUE! | #VALUE! | #VALUE! | #VALUE! | #VALUE! | #VALUE! | #VALUE! | #VALUE! | #VALUE! | 0.02609 | 8.1964 | 0.94194 | -0.029871 | 0.10295 | 0.081086 | -0.020625 | 0.053715 | -0.048761 | 0.00087958 | -0.025978 | 1.0553
0.0261 | 8.1996 | 0.94088 | #VALUE! | #VALUE! | #VALUE! | #VALUE! | #VALUE! | #VALUE! | #VALUE! | #VALUE! | #VALUE! | 0.0261 | 8.1996 | 0.94088 | -0.033164 | 0.10502 | 0.079016 | -0.017451 | 0.055065 | -0.048015 | 0.0037643 | -0.028284 | 1.0568
0.02611 | 8.2027 | 0.93981 | #VALUE! | #VALUE! | #VALUE! | #VALUE! | #VALUE! | #VALUE! | #VALUE! | #VALUE! | #VALUE! | 0.02611 | 8.2027 | 0.93981 | -0.036449 | 0.10703 | 0.076851 | -0.014249 | 0.056259 | -0.047097 | 0.0066294 | -0.030416 | 1.0584
0.02612 | 8.2058 | 0.93873 | #VALUE! | #VALUE! | #VALUE! | #VALUE! | #VALUE! | #VALUE! | #VALUE! | #VALUE! | #VALUE! | 0.02612 | 8.2058 | 0.93873 | -0.039725 | 0.10898 | 0.074594 | -0.011023 | 0.057292 | -0.046012 | 0.00946 | -0.032361 | 1.0599
0.02613 | 8.209 | 0.93765 | #VALUE! | #VALUE! | #VALUE! | #VALUE! | #VALUE! | #VALUE! | #VALUE! | #VALUE! | #VALUE! | 0.02613 | 8.209 | 0.93765 | -0.042991 | 0.11089 | 0.072248 | -0.0077788 | 0.058162 | -0.044762 | 0.012241 | -0.034106 | 1.0616
0.02614 | 8.2121 | 0.93655 | #VALUE! | #VALUE! | #VALUE! | #VALUE! | #VALUE! | #VALUE! | #VALUE! | #VALUE! | #VALUE! | 0.02614 | 8.2121 | 0.93655 | -0.046246 | 0.11274 | 0.069817 | -0.0045215 | 0.058865 | -0.043354 | 0.014958 | -0.03564 | 1.0632
0.02615 | 8.2153 | 0.93544 | #VALUE! | #VALUE! | #VALUE! | #VALUE! | #VALUE! | #VALUE! | #VALUE! | #VALUE! | #VALUE! | 0.02615 | 8.2153 | 0.93544 | -0.04949 | 0.11454 | 0.067301 | -0.0012566 | 0.059401 | -0.04179 | 0.017598 | -0.036955 | 1.0648
0.02616 | 8.2184 | 0.93433 | #VALUE! | #VALUE! | #VALUE! | #VALUE! | #VALUE! | #VALUE! | #VALUE! | #VALUE! | #VALUE! | 0.02616 | 8.2184 | 0.93433 | -0.052722 | 0.11628 | 0.064706 | 0.0020104 | 0.059768 | -0.040078 | 0.020145 | -0.038042 | 1.0664
0.02617 | 8.2215 | 0.9332 | #VALUE! | #VALUE! | #VALUE! | #VALUE! | #VALUE! | #VALUE! | #VALUE! | #VALUE! | #VALUE! | 0.02617 | 8.2215 | 0.9332 | -0.055941 | 0.11797 | 0.062033 | 0.005274 | 0.059964 | -0.038224 | 0.022587 | -0.038895 | 1.068
0.02618 | 8.2247 | 0.93207 | #VALUE! | #VALUE! | #VALUE! | #VALUE! | #VALUE! | #VALUE! | #VALUE! | #VALUE! | #VALUE! | 0.02618 | 8.2247 | 0.93207 | -0.059146 | 0.1196 | 0.059286 | 0.0085289 | 0.059989 | -0.036233 | 0.024912 | -0.039508 | 1.0695
0.02619 | 8.2278 | 0.93093 | #VALUE! | #VALUE! | #VALUE! | #VALUE! | #VALUE! | #VALUE! | #VALUE! | #VALUE! | #VALUE! | 0.02619 | 8.2278 | 0.93093 | -0.062337 | 0.12117 | 0.056468 | 0.01177 | 0.059843 | -0.034113 | 0.027106 | -0.039877 | 1.071
0.0262 | 8.231 | 0.92978 | #VALUE! | #VALUE! | #VALUE! | #VALUE! | #VALUE! | #VALUE! | #VALUE! | #VALUE! | #VALUE! | 0.0262 | 8.231 | 0.92978 | -0.065512 | 0.12268 | 0.053583 | 0.014991 | 0.059527 | -0.031871 | 0.029159 | -0.04 | 1.0723
0.02621 | 8.2341 | 0.92862 | #VALUE! | #VALUE! | #VALUE! | #VALUE! | #VALUE! | #VALUE! | #VALUE! | #VALUE! | #VALUE! | 0.02621 | 8.2341 | 0.92862 | -0.06867 | 0.12414 | 0.050633 | 0.018186 | 0.059041 | -0.029516 | 0.031059 | -0.039877 | 1.0736
0.02622 | 8.2373 | 0.92745 | #VALUE! | #VALUE! | #VALUE! | #VALUE! | #VALUE! | #VALUE! | #VALUE! | #VALUE! | #VALUE! | 0.02622 | 8.2373 | 0.92745 | -0.071812 | 0.12553 | 0.047624 | 0.021352 | 0.058386 | -0.027056 | 0.032798 | -0.039508 | 1.0748
0.02623 | 8.2404 | 0.92627 | #VALUE! | #VALUE! | #VALUE! | #VALUE! | #VALUE! | #VALUE! | #VALUE! | #VALUE! | #VALUE! | 0.02623 | 8.2404 | 0.92627 | -0.074937 | 0.12686 | 0.044557 | 0.024482 | 0.057565 | -0.0245 | 0.034366 | -0.038895 | 1.0758
0.02624 | 8.2435 | 0.92508 | #VALUE! | #VALUE! | #VALUE! | #VALUE! | #VALUE! | #VALUE! | #VALUE! | #VALUE! | #VALUE! | 0.02624 | 8.2435 | 0.92508 | -0.078042 | 0.12813 | 0.041438 | 0.027571 | 0.056579 | -0.021856 | 0.035754 | -0.038042 | 1.0766
0.02625 | 8.2467 | 0.92388 | #VALUE! | #VALUE! | #VALUE! | #VALUE! | #VALUE! | #VALUE! | #VALUE! | #VALUE! | #VALUE! | 0.02625 | 8.2467 | 0.92388 | -0.081129 | 0.12934 | 0.038268 | 0.030615 | 0.055433 | -0.019134 | 0.036955 | -0.036955 | 1.0773
0.02626 | 8.2498 | 0.92267 | #VALUE! | #VALUE! | #VALUE! | #VALUE! | #VALUE! | #VALUE! | #VALUE! | #VALUE! | #VALUE! | 0.02626 | 8.2498 | 0.92267 | -0.084195 | 0.13049 | 0.035053 | 0.033607 | 0.054128 | -0.016344 | 0.037964 | -0.03564 | 1.0777
0.02627 | 8.253 | 0.92146 | #VALUE! | #VALUE! | #VALUE! | #VALUE! | #VALUE! | #VALUE! | #VALUE! | #VALUE! | #VALUE! | 0.02627 | 8.253 | 0.92146 | -0.087241 | 0.13157 | 0.031797 | 0.036543 | 0.052669 | -0.013496 | 0.038774 | -0.034106 | 1.078
0.02628 | 8.2561 | 0.92023 | #VALUE! | #VALUE! | #VALUE! | #VALUE! | #VALUE! | #VALUE! | #VALUE! | #VALUE! | #VALUE! | 0.02628 | 8.2561 | 0.92023 | -0.090265 | 0.13259 | 0.028502 | 0.039418 | 0.05106 | -0.0106 | 0.039383 | -0.032361 | 1.078
0.02629 | 8.2592 | 0.919 | #VALUE! | #VALUE! | #VALUE! | #VALUE! | #VALUE! | #VALUE! | #VALUE! | #VALUE! | #VALUE! | 0.02629 | 8.2592 | 0.919 | -0.093267 | 0.13355 | 0.025173 | 0.042228 | 0.049305 | -0.0076665 | 0.039785 | -0.030416 | 1.0777
0.0263 | 8.2624 | 0.91775 | #VALUE! | #VALUE! | #VALUE! | #VALUE! | #VALUE! | #VALUE! | #VALUE! | #VALUE! | #VALUE! | 0.0263 | 8.2624 | 0.91775 | -0.096246 | 0.13444 | 0.021814 | 0.044967 | 0.047409 | -0.0047054 | 0.03998 | -0.028284 | 1.0771
0.02631 | 8.2655 | 0.9165 | #VALUE! | #VALUE! | #VALUE! | #VALUE! | #VALUE! | #VALUE! | #VALUE! | #VALUE! | #VALUE! | 0.02631 | 8.2655 | 0.9165 | -0.099201 | 0.13527 | 0.018429 | 0.047631 | 0.045379 | -0.0017275 | 0.039967 | -0.025978 | 1.0763
0.02632 | 8.2687 | 0.91524 | #VALUE! | #VALUE! | #VALUE! | #VALUE! | #VALUE! | #VALUE! | #VALUE! | #VALUE! | #VALUE! | 0.02632 | 8.2687 | 0.91524 | -0.10213 | 0.13603 | 0.015023 | 0.050215 | 0.043219 | 0.0012565 | 0.039744 | -0.023511 | 1.0751
0.02633 | 8.2718 | 0.91397 | #VALUE! | #VALUE! | #VALUE! | #VALUE! | #VALUE! | #VALUE! | #VALUE! | #VALUE! | #VALUE! | 0.02633 | 8.2718 | 0.91397 | -0.10504 | 0.13672 | 0.011598 | 0.052716 | 0.040935 | 0.0042361 | 0.039315 | -0.0209 | 1.0736
0.02634 | 8.275 | 0.91269 | #VALUE! | #VALUE! | #VALUE! | #VALUE! | #VALUE! | #VALUE! | #VALUE! | #VALUE! | #VALUE! | 0.02634 | 8.275 | 0.91269 | -0.10792 | 0.13735 | 0.0081591 | 0.055129 | 0.038535 | 0.0072005 | 0.03868 | -0.01816 | 1.0717
0.02635 | 8.2781 | 0.9114 | #VALUE! | #VALUE! | #VALUE! | #VALUE! | #VALUE! | #VALUE! | #VALUE! | #VALUE! | #VALUE! | 0.02635 | 8.2781 | 0.9114 | -0.11077 | 0.13792 | 0.0047106 | 0.05745 | 0.036025 | 0.010139 | 0.037843 | -0.015307 | 1.0694
0.02636 | 8.2812 | 0.91011 | #VALUE! | #VALUE! | #VALUE! | #VALUE! | #VALUE! | #VALUE! | #VALUE! | #VALUE! | #VALUE! | 0.02636 | 8.2812 | 0.91011 | -0.1136 | 0.13841 | 0.0012566 | 0.059675 | 0.033413 | 0.013042 | 0.036809 | -0.012361 | 1.0668
0.02637 | 8.2844 | 0.9088 | #VALUE! | #VALUE! | #VALUE! | #VALUE! | #VALUE! | #VALUE! | #VALUE! | #VALUE! | #VALUE! | 0.02637 | 8.2844 | 0.9088 | -0.11639 | 0.13884 | -0.0021989 | 0.061801 | 0.030705 | 0.015898 | 0.035583 | -0.0093378 | 1.0637
0.02638 | 8.2875 | 0.90748 | #VALUE! | #VALUE! | #VALUE! | #VALUE! | #VALUE! | #VALUE! | #VALUE! | #VALUE! | #VALUE! | 0.02638 | 8.2875 | 0.90748 | -0.11916 | 0.1392 | -0.0056519 | 0.063824 | 0.027909 | 0.018698 | 0.034171 | -0.0062574 | 1.0602
0.02639 | 8.2907 | 0.90616 | #VALUE! | #VALUE! | #VALUE! | #VALUE! | #VALUE! | #VALUE! | #VALUE! | #VALUE! | #VALUE! | 0.02639 | 8.2907 | 0.90616 | -0.1219 | 0.1395 | -0.009098 | 0.06574 | 0.025034 | 0.021431 | 0.032581 | -0.0031384 | 1.0563
0.0264 | 8.2938 | 0.90483 | #VALUE! | #VALUE! | #VALUE! | #VALUE! | #VALUE! | #VALUE! | #VALUE! | #VALUE! | #VALUE! | 0.0264 | 8.2938 | 0.90483 | -0.12461 | 0.13972 | -0.012533 | 0.067546 | 0.022087 | 0.024088 | 0.030821 | -2.8539e-13 | 1.0519
0.02641 | 8.2969 | 0.90348 | #VALUE! | #VALUE! | #VALUE! | #VALUE! | #VALUE! | #VALUE! | #VALUE! | #VALUE! | #VALUE! | 0.02641 | 8.2969 | 0.90348 | -0.12729 | 0.13988 | -0.015954 | 0.06924 | 0.019078 | 0.026659 | 0.028899 | 0.0031384 | 1.0471
0.02642 | 8.3001 | 0.90213 | #VALUE! | #VALUE! | #VALUE! | #VALUE! | #VALUE! | #VALUE! | #VALUE! | #VALUE! | #VALUE! | 0.02642 | 8.3001 | 0.90213 | -0.12994 | 0.13998 | -0.019355 | 0.070819 | 0.016014 | 0.029135 | 0.026827 | 0.0062574 | 1.0419
0.02643 | 8.3032 | 0.90077 | #VALUE! | #VALUE! | #VALUE! | #VALUE! | #VALUE! | #VALUE! | #VALUE! | #VALUE! | #VALUE! | 0.02643 | 8.3032 | 0.90077 | -0.13255 | 0.14 | -0.022733 | 0.072279 | 0.012905 | 0.031507 | 0.024615 | 0.0093378 | 1.0361
0.02644 | 8.3064 | 0.89941 | #VALUE! | #VALUE! | #VALUE! | #VALUE! | #VALUE! | #VALUE! | #VALUE! | #VALUE! | #VALUE! | 0.02644 | 8.3064 | 0.89941 | -0.13513 | 0.13996 | -0.026084 | 0.073619 | 0.0097582 | 0.033767 | 0.022275 | 0.012361 | 1.0299
0.02645 | 8.3095 | 0.89803 | #VALUE! | #VALUE! | #VALUE! | #VALUE! | #VALUE! | #VALUE! | #VALUE! | #VALUE! | #VALUE! | 0.02645 | 8.3095 | 0.89803 | -0.13768 | 0.13984 | -0.029404 | 0.074836 | 0.0065841 | 0.035906 | 0.019818 | 0.015307 | 1.0232
0.02646 | 8.3127 | 0.89664 | #VALUE! | #VALUE! | #VALUE! | #VALUE! | #VALUE! | #VALUE! | #VALUE! | #VALUE! | #VALUE! | 0.02646 | 8.3127 | 0.89664 | -0.1402 | 0.13967 | -0.032689 | 0.075928 | 0.0033911 | 0.037918 | 0.017258 | 0.01816 | 1.0161
0.02647 | 8.3158 | 0.89525 | #VALUE! | #VALUE! | #VALUE! | #VALUE! | #VALUE! | #VALUE! | #VALUE! | #VALUE! | #VALUE! | 0.02647 | 8.3158 | 0.89525 | -0.14268 | 0.13942 | -0.035935 | 0.076893 | 0.0001885 | 0.039795 | 0.014608 | 0.0209 | 1.0084
0.02648 | 8.3189 | 0.89384 | #VALUE! | #VALUE! | #VALUE! | #VALUE! | #VALUE! | #VALUE! | #VALUE! | #VALUE! | #VALUE! | 0.02648 | 8.3189 | 0.89384 | -0.14512 | 0.13911 | -0.039137 | 0.077731 | -0.0030147 | 0.04153 | 0.011882 | 0.023511 | 1.0003
0.02649 | 8.3221 | 0.89243 | #VALUE! | #VALUE! | #VALUE! | #VALUE! | #VALUE! | #VALUE! | #VALUE! | #VALUE! | #VALUE! | 0.02649 | 8.3221 | 0.89243 | -0.14753 | 0.13872 | -0.042293 | 0.078438 | -0.0062092 | 0.043117 | 0.0090932 | 0.025978 | 0.99174
0.0265 | 8.3252 | 0.89101 | #VALUE! | #VALUE! | #VALUE! | #VALUE! | #VALUE! | #VALUE! | #VALUE! | #VALUE! | #VALUE! | 0.0265 | 8.3252 | 0.89101 | -0.14991 | 0.13828 | -0.045399 | 0.079015 | -0.0093861 | 0.04455 | 0.0062574 | 0.028284 | 0.9827
0.02651 | 8.3284 | 0.88958 | #VALUE! | #VALUE! | #VALUE! | #VALUE! | #VALUE! | #VALUE! | #VALUE! | #VALUE! | #VALUE! | 0.02651 | 8.3284 | 0.88958 | -0.15224 | 0.13776 | -0.04845 | 0.07946 | -0.012536 | 0.045825 | 0.0033889 | 0.030416 | 0.9732
0.02652 | 8.3315 | 0.88814 | #VALUE! | #VALUE! | #VALUE! | #VALUE! | #VALUE! | #VALUE! | #VALUE! | #VALUE! | #VALUE! | 0.02652 | 8.3315 | 0.88814 | -0.15454 | 0.13718 | -0.051444 | 0.079773 | -0.01565 | 0.046937 | 0.00050264 | 0.032361 | 0.96325
0.02653 | 8.3346 | 0.88669 | #VALUE! | #VALUE! | #VALUE! | #VALUE! | #VALUE! | #VALUE! | #VALUE! | #VALUE! | #VALUE! | 0.02653 | 8.3346 | 0.88669 | -0.1568 | 0.13653 | -0.054376 | 0.079952 | -0.01872 | 0.047881 | -0.0023862 | 0.034106 | 0.95287
0.02654 | 8.3378 | 0.88523 | #VALUE! | #VALUE! | #VALUE! | #VALUE! | #VALUE! | #VALUE! | #VALUE! | #VALUE! | #VALUE! | 0.02654 | 8.3378 | 0.88523 | -0.15902 | 0.13582 | -0.057243 | 0.079998 | -0.021737 | 0.048655 | -0.0052626 | 0.03564 | 0.94208
0.02655 | 8.3409 | 0.88377 | #VALUE! | #VALUE! | #VALUE! | #VALUE! | #VALUE! | #VALUE! | #VALUE! | #VALUE! | #VALUE! | 0.02655 | 8.3409 | 0.88377 | -0.16121 | 0.13504 | -0.060042 | 0.079911 | -0.024691 | 0.049255 | -0.0081115 | 0.036955 | 0.93088
0.02656 | 8.3441 | 0.88229 | #VALUE! | #VALUE! | #VALUE! | #VALUE! | #VALUE! | #VALUE! | #VALUE! | #VALUE! | #VALUE! | 0.02656 | 8.3441 | 0.88229 | -0.16335 | 0.13419 | -0.062769 | 0.079691 | -0.027575 | 0.049681 | -0.010918 | 0.038042 | 0.91929
0.02657 | 8.3472 | 0.88081 | #VALUE! | #VALUE! | #VALUE! | #VALUE! | #VALUE! | #VALUE! | #VALUE! | #VALUE! | #VALUE! | 0.02657 | 8.3472 | 0.88081 | -0.16545 | 0.13328 | -0.065421 | 0.079337 | -0.03038 | 0.049929 | -0.013668 | 0.038895 | 0.90733
0.02658 | 8.3504 | 0.87932 | #VALUE! | #VALUE! | #VALUE! | #VALUE! | #VALUE! | #VALUE! | #VALUE! | #VALUE! | #VALUE! | 0.02658 | 8.3504 | 0.87932 | -0.16751 | 0.13231 | -0.067995 | 0.078852 | -0.033099 | 0.049999 | -0.016346 | 0.039508 | 0.89503
0.02659 | 8.3535 | 0.87782 | #VALUE! | #VALUE! | #VALUE! | #VALUE! | #VALUE! | #VALUE! | #VALUE! | #VALUE! | #VALUE! | 0.02659 | 8.3535 | 0.87782 | -0.16953 | 0.13127 | -0.070488 | 0.078234 | -0.035723 | 0.049891 | -0.018939 | 0.039877 | 0.88241
0.0266 | 8.3566 | 0.87631 | #VALUE! | #VALUE! | #VALUE! | #VALUE! | #VALUE! | #VALUE! | #VALUE! | #VALUE! | #VALUE! | 0.0266 | 8.3566 | 0.87631 | -0.17151 | 0.13017 | -0.072897 | 0.077487 | -0.038245 | 0.049606 | -0.021433 | 0.04 | 0.86948
0.02661 | 8.3598 | 0.87479 | #VALUE! | #VALUE! | #VALUE! | #VALUE! | #VALUE! | #VALUE! | #VALUE! | #VALUE! | #VALUE! | 0.02661 | 8.3598 | 0.87479 | -0.17345 | 0.129 | -0.075218 | 0.07661 | -0.040659 | 0.049144 | -0.023815 | 0.039877 | 0.85628
0.02662 | 8.3629 | 0.87326 | #VALUE! | #VALUE! | #VALUE! | #VALUE! | #VALUE! | #VALUE! | #VALUE! | #VALUE! | #VALUE! | 0.02662 | 8.3629 | 0.87326 | -0.17534 | 0.12778 | -0.07745 | 0.075605 | -0.042956 | 0.048506 | -0.026073 | 0.039508 | 0.84284
0.02663 | 8.3661 | 0.87173 | #VALUE! | #VALUE! | #VALUE! | #VALUE! | #VALUE! | #VALUE! | #VALUE! | #VALUE! | #VALUE! | 0.02663 | 8.3661 | 0.87173 | -0.17719 | 0.12649 | -0.07959 | 0.074474 | -0.045131 | 0.047696 | -0.028195 | 0.038895 | 0.82917
0.02664 | 8.3692 | 0.87018 | #VALUE! | #VALUE! | #VALUE! | #VALUE! | #VALUE! | #VALUE! | #VALUE! | #VALUE! | #VALUE! | 0.02664 | 8.3692 | 0.87018 | -0.179 | 0.12514 | -0.081634 | 0.073219 | -0.047177 | 0.046716 | -0.03017 | 0.038042 | 0.81532
0.02665 | 8.3723 | 0.86863 | #VALUE! | #VALUE! | #VALUE! | #VALUE! | #VALUE! | #VALUE! | #VALUE! | #VALUE! | #VALUE! | 0.02665 | 8.3723 | 0.86863 | -0.18076 | 0.12373 | -0.083581 | 0.071842 | -0.049089 | 0.04557 | -0.031987 | 0.036955 | 0.80131
0.02666 | 8.3755 | 0.86707 | #VALUE! | #VALUE! | #VALUE! | #VALUE! | #VALUE! | #VALUE! | #VALUE! | #VALUE! | #VALUE! | 0.02666 | 8.3755 | 0.86707 | -0.18248 | 0.12226 | -0.085428 | 0.070345 | -0.050861 | 0.044262 | -0.033638 | 0.03564 | 0.78717
0.02667 | 8.3786 | 0.8655 | #VALUE! | #VALUE! | #VALUE! | #VALUE! | #VALUE! | #VALUE! | #VALUE! | #VALUE! | #VALUE! | 0.02667 | 8.3786 | 0.8655 | -0.18415 | 0.12073 | -0.087173 | 0.068731 | -0.052487 | 0.042795 | -0.035113 | 0.034106 | 0.77294
0.02668 | 8.3818 | 0.86392 | #VALUE! | #VALUE! | #VALUE! | #VALUE! | #VALUE! | #VALUE! | #VALUE! | #VALUE! | #VALUE! | 0.02668 | 8.3818 | 0.86392 | -0.18578 | 0.11914 | -0.088814 | 0.067002 | -0.053964 | 0.041177 | -0.036404 | 0.032361 | 0.75864
0.02669 | 8.3849 | 0.86234 | #VALUE! | #VALUE! | #VALUE! | #VALUE! | #VALUE! | #VALUE! | #VALUE! | #VALUE! | #VALUE! | 0.02669 | 8.3849 | 0.86234 | -0.18736 | 0.11749 | -0.090348 | 0.065162 | -0.055287 | 0.039411 | -0.037506 | 0.030416 | 0.74432
0.0267 | 8.3881 | 0.86074 | #VALUE! | #VALUE! | #VALUE! | #VALUE! | #VALUE! | #VALUE! | #VALUE! | #VALUE! | #VALUE! | 0.0267 | 8.3881 | 0.86074 | -0.18889 | 0.11579 | -0.091775 | 0.063212 | -0.056453 | 0.037506 | -0.038412 | 0.028284 | 0.73
0.02671 | 8.3912 | 0.85914 | #VALUE! | #VALUE! | #VALUE! | #VALUE! | #VALUE! | #VALUE! | #VALUE! | #VALUE! | #VALUE! | 0.02671 | 8.3912 | 0.85914 | -0.19038 | 0.11403 | -0.093093 | 0.061158 | -0.057457 | 0.035466 | -0.039117 | 0.025978 | 0.71572
0.02672 | 8.3943 | 0.85753 | #VALUE! | #VALUE! | #VALUE! | #VALUE! | #VALUE! | #VALUE! | #VALUE! | #VALUE! | #VALUE! | 0.02672 | 8.3943 | 0.85753 | -0.19182 | 0.11222 | -0.094299 | 0.059001 | -0.058298 | 0.033301 | -0.039618 | 0.023511 | 0.70152
0.02673 | 8.3975 | 0.85591 | #VALUE! | #VALUE! | #VALUE! | #VALUE! | #VALUE! | #VALUE! | #VALUE! | #VALUE! | #VALUE! | 0.02673 | 8.3975 | 0.85591 | -0.19322 | 0.11035 | -0.095393 | 0.056746 | -0.058972 | 0.031016 | -0.039913 | 0.0209 | 0.68742
0.02674 | 8.4006 | 0.85428 | #VALUE! | #VALUE! | #VALUE! | #VALUE! | #VALUE! | #VALUE! | #VALUE! | #VALUE! | #VALUE! | 0.02674 | 8.4006 | 0.85428 | -0.19456 | 0.10843 | -0.096372 | 0.054396 | -0.059478 | 0.028622 | -0.039999 | 0.01816 | 0.67347
0.02675 | 8.4038 | 0.85264 | #VALUE! | #VALUE! | #VALUE! | #VALUE! | #VALUE! | #VALUE! | #VALUE! | #VALUE! | #VALUE! | 0.02675 | 8.4038 | 0.85264 | -0.19586 | 0.10646 | -0.097237 | 0.051956 | -0.059815 | 0.026125 | -0.039877 | 0.015307 | 0.65969
0.02676 | 8.4069 | 0.85099 | #VALUE! | #VALUE! | #VALUE! | #VALUE! | #VALUE! | #VALUE! | #VALUE! | #VALUE! | #VALUE! | 0.02676 | 8.4069 | 0.85099 | -0.19711 | 0.10443 | -0.097986 | 0.049429 | -0.059981 | 0.023535 | -0.039546 | 0.012361 | 0.64613
0.02677 | 8.41 | 0.84934 | #VALUE! | #VALUE! | #VALUE! | #VALUE! | #VALUE! | #VALUE! | #VALUE! | #VALUE! | #VALUE! | 0.02677 | 8.41 | 0.84934 | -0.19831 | 0.10236 | -0.098617 | 0.046819 | -0.059976 | 0.020862 | -0.039009 | 0.0093378 | 0.6328
0.02678 | 8.4132 | 0.84768 | #VALUE! | #VALUE! | #VALUE! | #VALUE! | #VALUE! | #VALUE! | #VALUE! | #VALUE! | #VALUE! | 0.02678 | 8.4132 | 0.84768 | -0.19947 | 0.10023 | -0.099131 | 0.044132 | -0.0598 | 0.018114 | -0.038268 | 0.0062574 | 0.61975
0.02679 | 8.4163 | 0.84601 | #VALUE! | #VALUE! | #VALUE! | #VALUE! | #VALUE! | #VALUE! | #VALUE! | #VALUE! | #VALUE! | 0.02679 | 8.4163 | 0.84601 | -0.20057 | 0.098058 | -0.099526 | 0.04137 | -0.059453 | 0.015301 | -0.037328 | 0.0031384 | 0.607
0.0268 | 8.4195 | 0.84433 | #VALUE! | #VALUE! | #VALUE! | #VALUE! | #VALUE! | #VALUE! | #VALUE! | #VALUE! | #VALUE! | 0.0268 | 8.4195 | 0.84433 | -0.20162 | 0.095837 | -0.099803 | 0.03854 | -0.058937 | 0.012434 | -0.036193 | 2.9151e-13 | 0.59458
0.02681 | 8.4226 | 0.84264 | #VALUE! | #VALUE! | #VALUE! | #VALUE! | #VALUE! | #VALUE! | #VALUE! | #VALUE! | #VALUE! | 0.02681 | 8.4226 | 0.84264 | -0.20263 | 0.093569 | -0.09996 | 0.035646 | -0.058253 | 0.0095233 | -0.034869 | -0.0031384 | 0.58253
0.02682 | 8.4258 | 0.84094 | #VALUE! | #VALUE! | #VALUE! | #VALUE! | #VALUE! | #VALUE! | #VALUE! | #VALUE! | #VALUE! | 0.02682 | 8.4258 | 0.84094 | -0.20358 | 0.091257 | -0.099998 | 0.032692 | -0.057403 | 0.0065782 | -0.033363 | -0.0062574 | 0.57087
0.02683 | 8.4289 | 0.83924 | #VALUE! | #VALUE! | #VALUE! | #VALUE! | #VALUE! | #VALUE! | #VALUE! | #VALUE! | #VALUE! | 0.02683 | 8.4289 | 0.83924 | -0.20449 | 0.0889 | -0.099917 | 0.029683 | -0.056389 | 0.0036097 | -0.031683 | -0.0093378 | 0.55962
0.02684 | 8.432 | 0.83753 | #VALUE! | #VALUE! | #VALUE! | #VALUE! | #VALUE! | #VALUE! | #VALUE! | #VALUE! | #VALUE! | 0.02684 | 8.432 | 0.83753 | -0.20534 | 0.0865 | -0.099716 | 0.026626 | -0.055214 | 0.0006283 | -0.029838 | -0.012361 | 0.54881
0.02685 | 8.4352 | 0.83581 | #VALUE! | #VALUE! | #VALUE! | #VALUE! | #VALUE! | #VALUE! | #VALUE! | #VALUE! | #VALUE! | 0.02685 | 8.4352 | 0.83581 | -0.20614 | 0.084059 | -0.099396 | 0.023523 | -0.053882 | -0.0023553 | -0.027837 | -0.015307 | 0.53847
0.02686 | 8.4383 | 0.83408 | #VALUE! | #VALUE! | #VALUE! | #VALUE! | #VALUE! | #VALUE! | #VALUE! | #VALUE! | #VALUE! | 0.02686 | 8.4383 | 0.83408 | -0.20689 | 0.081577 | -0.098958 | 0.020382 | -0.052396 | -0.0053306 | -0.02569 | -0.01816 | 0.52861
0.02687 | 8.4415 | 0.83234 | #VALUE! | #VALUE! | #VALUE! | #VALUE! | #VALUE! | #VALUE! | #VALUE! | #VALUE! | #VALUE! | 0.02687 | 8.4415 | 0.83234 | -0.2076 | 0.079055 | -0.098401 | 0.017206 | -0.05076 | -0.0082868 | -0.02341 | -0.0209 | 0.51925
0.02688 | 8.4446 | 0.8306 | #VALUE! | #VALUE! | #VALUE! | #VALUE! | #VALUE! | #VALUE! | #VALUE! | #VALUE! | #VALUE! | 0.02688 | 8.4446 | 0.8306 | -0.20824 | 0.076495 | -0.097727 | 0.014002 | -0.04898 | -0.011214 | -0.021007 | -0.023511 | 0.51041
0.02689 | 8.4477 | 0.82884 | #VALUE! | #VALUE! | #VALUE! | #VALUE! | #VALUE! | #VALUE! | #VALUE! | #VALUE! | #VALUE! | 0.02689 | 8.4477 | 0.82884 | -0.20884 | 0.073898 | -0.096936 | 0.010774 | -0.047061 | -0.0141 | -0.018495 | -0.025978 | 0.5021
0.0269 | 8.4509 | 0.82708 | #VALUE! | #VALUE! | #VALUE! | #VALUE! | #VALUE! | #VALUE! | #VALUE! | #VALUE! | #VALUE! | 0.0269 | 8.4509 | 0.82708 | -0.20939 | 0.071266 | -0.096029 | 0.0075287 | -0.045007 | -0.016937 | -0.015886 | -0.028284 | 0.49434
0.02691 | 8.454 | 0.82531 | #VALUE! | #VALUE! | #VALUE! | #VALUE! | #VALUE! | #VALUE! | #VALUE! | #VALUE! | #VALUE! | 0.02691 | 8.454 | 0.82531 | -0.20989 | 0.068599 | -0.095008 | 0.0042705 | -0.042824 | -0.019713 | -0.013194 | -0.030416 | 0.48714
0.02692 | 8.4572 | 0.82353 | #VALUE! | #VALUE! | #VALUE! | #VALUE! | #VALUE! | #VALUE! | #VALUE! | #VALUE! | #VALUE! | 0.02692 | 8.4572 | 0.82353 | -0.21033 | 0.065899 | -0.093873 | 0.0010053 | -0.04052 | -0.022419 | -0.010434 | -0.032361 | 0.4805
0.02693 | 8.4603 | 0.82175 | #VALUE! | #VALUE! | #VALUE! | #VALUE! | #VALUE! | #VALUE! | #VALUE! | #VALUE! | #VALUE! | 0.02693 | 8.4603 | 0.82175 | -0.21072 | 0.063166 | -0.092627 | -0.0022616 | -0.0381 | -0.025045 | -0.0076187 | -0.034106 | 0.47444
0.02694 | 8.4635 | 0.81995 | #VALUE! | #VALUE! | #VALUE! | #VALUE! | #VALUE! | #VALUE! | #VALUE! | #VALUE! | #VALUE! | 0.02694 | 8.4635 | 0.81995 | -0.21106 | 0.060404 | -0.091269 | -0.0055248 | -0.035571 | -0.027582 | -0.0047639 | -0.03564 | 0.46895
0.02695 | 8.4666 | 0.81815 | #VALUE! | #VALUE! | #VALUE! | #VALUE! | #VALUE! | #VALUE! | #VALUE! | #VALUE! | #VALUE! | 0.02695 | 8.4666 | 0.81815 | -0.21135 | 0.057612 | -0.089803 | -0.0087787 | -0.032941 | -0.030021 | -0.0018843 | -0.036955 | 0.46403
0.02696 | 8.4697 | 0.81634 | #VALUE! | #VALUE! | #VALUE! | #VALUE! | #VALUE! | #VALUE! | #VALUE! | #VALUE! | #VALUE! | 0.02696 | 8.4697 | 0.81634 | -0.21158 | 0.054792 | -0.088229 | -0.012018 | -0.030217 | -0.032353 | 0.0010052 | -0.038042 | 0.4597
0.02697 | 8.4729 | 0.81452 | #VALUE! | #VALUE! | #VALUE! | #VALUE! | #VALUE! | #VALUE! | #VALUE! | #VALUE! | #VALUE! | 0.02697 | 8.4729 | 0.81452 | -0.21176 | 0.051946 | -0.08655 | -0.015237 | -0.027407 | -0.034569 | 0.0038894 | -0.038895 | 0.45593
0.02698 | 8.476 | 0.81269 | #VALUE! | #VALUE! | #VALUE! | #VALUE! | #VALUE! | #VALUE! | #VALUE! | #VALUE! | #VALUE! | 0.02698 | 8.476 | 0.81269 | -0.2119 | 0.049075 | -0.084768 | -0.018431 | -0.024519 | -0.036663 | 0.0067533 | -0.039508 | 0.45274
0.02699 | 8.4792 | 0.81086 | #VALUE! | #VALUE! | #VALUE! | #VALUE! | #VALUE! | #VALUE! | #VALUE! | #VALUE! | #VALUE! | 0.02699 | 8.4792 | 0.81086 | -0.21197 | 0.04618 | -0.082884 | -0.021594 | -0.021561 | -0.038626 | 0.009582 | -0.039877 | 0.45011
0.027 | 8.4823 | 0.80902 | #VALUE! | #VALUE! | #VALUE! | #VALUE! | #VALUE! | #VALUE! | #VALUE! | #VALUE! | #VALUE! | 0.027 | 8.4823 | 0.80902 | -0.212 | 0.043262 | -0.080902 | -0.024721 | -0.018541 | -0.040451 | 0.012361 | -0.04 | 0.44803
0.02701 | 8.4854 | 0.80717 | #VALUE! | #VALUE! | #VALUE! | #VALUE! | #VALUE! | #VALUE! | #VALUE! | #VALUE! | #VALUE! | 0.02701 | 8.4854 | 0.80717 | -0.21197 | 0.040324 | -0.078823 | -0.027807 | -0.015468 | -0.042132 | 0.015075 | -0.039877 | 0.44648
0.02702 | 8.4886 | 0.80531 | #VALUE! | #VALUE! | #VALUE! | #VALUE! | #VALUE! | #VALUE! | #VALUE! | #VALUE! | #VALUE! | 0.02702 | 8.4886 | 0.80531 | -0.2119 | 0.037366 | -0.076649 | -0.030847 | -0.012352 | -0.043663 | 0.01771 | -0.039508 | 0.44547
0.02703 | 8.4917 | 0.80344 | #VALUE! | #VALUE! | #VALUE! | #VALUE! | #VALUE! | #VALUE! | #VALUE! | #VALUE! | #VALUE! | 0.02703 | 8.4917 | 0.80344 | -0.21176 | 0.03439 | -0.074385 | -0.033835 | -0.0091998 | -0.045039 | 0.020253 | -0.038895 | 0.44497
0.02704 | 8.4949 | 0.80157 | #VALUE! | #VALUE! | #VALUE! | #VALUE! | #VALUE! | #VALUE! | #VALUE! | #VALUE! | #VALUE! | 0.02704 | 8.4949 | 0.80157 | -0.21158 | 0.031398 | -0.072031 | -0.036766 | -0.0060217 | -0.046254 | 0.022691 | -0.038042 | 0.44496
0.02705 | 8.498 | 0.79968 | #VALUE! | #VALUE! | #VALUE! | #VALUE! | #VALUE! | #VALUE! | #VALUE! | #VALUE! | #VALUE! | 0.02705 | 8.498 | 0.79968 | -0.21135 | 0.02839 | -0.069591 | -0.039637 | -0.0028264 | -0.047304 | 0.02501 | -0.036955 | 0.44542
0.02706 | 8.5011 | 0.79779 | #VALUE! | #VALUE! | #VALUE! | #VALUE! | #VALUE! | #VALUE! | #VALUE! | #VALUE! | #VALUE! | 0.02706 | 8.5011 | 0.79779 | -0.21106 | 0.025369 | -0.067069 | -0.042441 | 0.00037699 | -0.048186 | 0.027198 | -0.03564 | 0.44634
0.02707 | 8.5043 | 0.7959 | #VALUE! | #VALUE! | #VALUE! | #VALUE! | #VALUE! | #VALUE! | #VALUE! | #VALUE! | #VALUE! | 0.02707 | 8.5043 | 0.7959 | -0.21072 | 0.022335 | -0.064466 | -0.045174 | 0.0035793 | -0.048896 | 0.029245 | -0.034106 | 0.44769
0.02708 | 8.5074 | 0.79399 | #VALUE! | #VALUE! | #VALUE! | #VALUE! | #VALUE! | #VALUE! | #VALUE! | #VALUE! | #VALUE! | 0.02708 | 8.5074 | 0.79399 | -0.21033 | 0.019291 | -0.061786 | -0.047832 | 0.0067714 | -0.049433 | 0.031138 | -0.032361 | 0.44945
0.02709 | 8.5106 | 0.79208 | #VALUE! | #VALUE! | #VALUE! | #VALUE! | #VALUE! | #VALUE! | #VALUE! | #VALUE! | #VALUE! | 0.02709 | 8.5106 | 0.79208 | -0.20989 | 0.016237 | -0.059032 | -0.050411 | 0.0099442 | -0.049793 | 0.03287 | -0.030416 | 0.45159
0.0271 | 8.5137 | 0.79016 | #VALUE! | #VALUE! | #VALUE! | #VALUE! | #VALUE! | #VALUE! | #VALUE! | #VALUE! | #VALUE! | 0.0271 | 8.5137 | 0.79016 | -0.20939 | 0.013175 | -0.056208 | -0.052905 | 0.013089 | -0.049975 | 0.03443 | -0.028284 | 0.45409
0.02711 | 8.5169 | 0.78823 | #VALUE! | #VALUE! | #VALUE! | #VALUE! | #VALUE! | #VALUE! | #VALUE! | #VALUE! | #VALUE! | 0.02711 | 8.5169 | 0.78823 | -0.20884 | 0.010107 | -0.053317 | -0.055311 | 0.016196 | -0.04998 | 0.03581 | -0.025978 | 0.45691
0.02712 | 8.52 | 0.78629 | #VALUE! | #VALUE! | #VALUE! | #VALUE! | #VALUE! | #VALUE! | #VALUE! | #VALUE! | #VALUE! | 0.02712 | 8.52 | 0.78629 | -0.20824 | 0.0070342 | -0.050362 | -0.057625 | 0.019257 | -0.049807 | 0.037003 | -0.023511 | 0.46003
0.02713 | 8.5231 | 0.78434 | #VALUE! | #VALUE! | #VALUE! | #VALUE! | #VALUE! | #VALUE! | #VALUE! | #VALUE! | #VALUE! | 0.02713 | 8.5231 | 0.78434 | -0.2076 | 0.0039579 | -0.047347 | -0.059842 | 0.022263 | -0.049456 | 0.038003 | -0.0209 | 0.46343
0.02714 | 8.5263 | 0.78239 | #VALUE! | #VALUE! | #VALUE! | #VALUE! | #VALUE! | #VALUE! | #VALUE! | #VALUE! | #VALUE! | 0.02714 | 8.5263 | 0.78239 | -0.20689 | 0.00087964 | -0.044276 | -0.06196 | 0.025205 | -0.048929 | 0.038805 | -0.01816 | 0.46706
0.02715 | 8.5294 | 0.78043 | #VALUE! | #VALUE! | #VALUE! | #VALUE! | #VALUE! | #VALUE! | #VALUE! | #VALUE! | #VALUE! | 0.02715 | 8.5294 | 0.78043 | -0.20614 | -0.002199 | -0.041151 | -0.063975 | 0.028076 | -0.048228 | 0.039404 | -0.015307 | 0.47091
0.02716 | 8.5326 | 0.77846 | #VALUE! | #VALUE! | #VALUE! | #VALUE! | #VALUE! | #VALUE! | #VALUE! | #VALUE! | #VALUE! | 0.02716 | 8.5326 | 0.77846 | -0.20534 | -0.0052766 | -0.037978 | -0.065883 | 0.030866 | -0.047355 | 0.039798 | -0.012361 | 0.47493
0.02717 | 8.5357 | 0.77649 | #VALUE! | #VALUE! | #VALUE! | #VALUE! | #VALUE! | #VALUE! | #VALUE! | #VALUE! | #VALUE! | 0.02717 | 8.5357 | 0.77649 | -0.20449 | -0.0083517 | -0.034759 | -0.067681 | 0.033569 | -0.046313 | 0.039984 | -0.0093378 | 0.47911
0.02718 | 8.5388 | 0.7745 | #VALUE! | #VALUE! | #VALUE! | #VALUE! | #VALUE! | #VALUE! | #VALUE! | #VALUE! | #VALUE! | 0.02718 | 8.5388 | 0.7745 | -0.20358 | -0.011423 | -0.031499 | -0.069366 | 0.036176 | -0.045107 | 0.039961 | -0.0062574 | 0.48341
0.02719 | 8.542 | 0.77251 | #VALUE! | #VALUE! | #VALUE! | #VALUE! | #VALUE! | #VALUE! | #VALUE! | #VALUE! | #VALUE! | 0.02719 | 8.542 | 0.77251 | -0.20263 | -0.014488 | -0.028201 | -0.070935 | 0.038679 | -0.043739 | 0.03973 | -0.0031384 | 0.48779
0.0272 | 8.5451 | 0.77051 | #VALUE! | #VALUE! | #VALUE! | #VALUE! | #VALUE! | #VALUE! | #VALUE! | #VALUE! | #VALUE! | 0.0272 | 8.5451 | 0.77051 | -0.20162 | -0.017547 | -0.024869 | -0.072386 | 0.041073 | -0.042216 | 0.039291 | -2.9535e-13 | 0.49224
0.02721 | 8.5483 | 0.76851 | #VALUE! | #VALUE! | #VALUE! | #VALUE! | #VALUE! | #VALUE! | #VALUE! | #VALUE! | #VALUE! | 0.02721 | 8.5483 | 0.76851 | -0.20057 | -0.020597 | -0.021508 | -0.073717 | 0.043349 | -0.040543 | 0.038648 | 0.0031384 | 0.49671
0.02722 | 8.5514 | 0.76649 | #VALUE! | #VALUE! | #VALUE! | #VALUE! | #VALUE! | #VALUE! | #VALUE! | #VALUE! | #VALUE! | 0.02722 | 8.5514 | 0.76649 | -0.19947 | -0.023637 | -0.018121 | -0.074924 | 0.045502 | -0.038725 | 0.037803 | 0.0062574 | 0.50118
0.02723 | 8.5546 | 0.76447 | #VALUE! | #VALUE! | #VALUE! | #VALUE! | #VALUE! | #VALUE! | #VALUE! | #VALUE! | #VALUE! | 0.02723 | 8.5546 | 0.76447 | -0.19831 | -0.026665 | -0.014712 | -0.076006 | 0.047525 | -0.036769 | 0.03676 | 0.0093378 | 0.50563
0.02724 | 8.5577 | 0.76244 | #VALUE! | #VALUE! | #VALUE! | #VALUE! | #VALUE! | #VALUE! | #VALUE! | #VALUE! | #VALUE! | 0.02724 | 8.5577 | 0.76244 | -0.19711 | -0.029681 | -0.011286 | -0.076962 | 0.049412 | -0.034683 | 0.035525 | 0.012361 | 0.51002
0.02725 | 8.5608 | 0.76041 | #VALUE! | #VALUE! | #VALUE! | #VALUE! | #VALUE! | #VALUE! | #VALUE! | #VALUE! | #VALUE! | 0.02725 | 8.5608 | 0.76041 | -0.19586 | -0.032682 | -0.0078459 | -0.07779 | 0.051158 | -0.032472 | 0.034106 | 0.015307 | 0.51432
0.02726 | 8.564 | 0.75836 | #VALUE! | #VALUE! | #VALUE! | #VALUE! | #VALUE! | #VALUE! | #VALUE! | #VALUE! | #VALUE! | 0.02726 | 8.564 | 0.75836 | -0.19456 | -0.035668 | -0.0043968 | -0.078487 | 0.052759 | -0.030146 | 0.032508 | 0.01816 | 0.51853
0.02727 | 8.5671 | 0.75631 | #VALUE! | #VALUE! | #VALUE! | #VALUE! | #VALUE! | #VALUE! | #VALUE! | #VALUE! | #VALUE! | 0.02727 | 8.5671 | 0.75631 | -0.19322 | -0.038636 | -0.00094246 | -0.079054 | 0.054209 | -0.027713 | 0.03074 | 0.0209 | 0.5226
0.02728 | 8.5703 | 0.75425 | #VALUE! | #VALUE! | #VALUE! | #VALUE! | #VALUE! | #VALUE! | #VALUE! | #VALUE! | #VALUE! | 0.02728 | 8.5703 | 0.75425 | -0.19182 | -0.041586 | 0.002513 | -0.079489 | 0.055505 | -0.025181 | 0.028812 | 0.023511 | 0.52651
0.02729 | 8.5734 | 0.75218 | #VALUE! | #VALUE! | #VALUE! | #VALUE! | #VALUE! | #VALUE! | #VALUE! | #VALUE! | #VALUE! | 0.02729 | 8.5734 | 0.75218 | -0.19038 | -0.044515 | 0.0059655 | -0.079791 | 0.056642 | -0.022559 | 0.026734 | 0.025978 | 0.53026
0.0273 | 8.5765 | 0.75011 | #VALUE! | #VALUE! | #VALUE! | #VALUE! | #VALUE! | #VALUE! | #VALUE! | #VALUE! | #VALUE! | 0.0273 | 8.5765 | 0.75011 | -0.18889 | -0.047423 | 0.0094108 | -0.079961 | 0.057618 | -0.019857 | 0.024516 | 0.028284 | 0.53381
0.02731 | 8.5797 | 0.74803 | #VALUE! | #VALUE! | #VALUE! | #VALUE! | #VALUE! | #VALUE! | #VALUE! | #VALUE! | #VALUE! | 0.02731 | 8.5797 | 0.74803 | -0.18736 | -0.050308 | 0.012845 | -0.079996 | 0.058429 | -0.017085 | 0.022171 | 0.030416 | 0.53714
0.02732 | 8.5828 | 0.74594 | #VALUE! | #VALUE! | #VALUE! | #VALUE! | #VALUE! | #VALUE! | #VALUE! | #VALUE! | #VALUE! | 0.02732 | 8.5828 | 0.74594 | -0.18578 | -0.053169 | 0.016264 | -0.079899 | 0.059074 | -0.014251 | 0.019709 | 0.032361 | 0.54025
0.02733 | 8.586 | 0.74385 | #VALUE! | #VALUE! | #VALUE! | #VALUE! | #VALUE! | #VALUE! | #VALUE! | #VALUE! | #VALUE! | 0.02733 | 8.586 | 0.74385 | -0.18415 | -0.056004 | 0.019663 | -0.079668 | 0.05955 | -0.011367 | 0.017145 | 0.034106 | 0.54312
0.02734 | 8.5891 | 0.74174 | #VALUE! | #VALUE! | #VALUE! | #VALUE! | #VALUE! | #VALUE! | #VALUE! | #VALUE! | #VALUE! | 0.02734 | 8.5891 | 0.74174 | -0.18248 | -0.058812 | 0.023039 | -0.079305 | 0.059857 | -0.0084417 | 0.014491 | 0.03564 | 0.54573
0.02735 | 8.5923 | 0.73963 | #VALUE! | #VALUE! | #VALUE! | #VALUE! | #VALUE! | #VALUE! | #VALUE! | #VALUE! | #VALUE! | 0.02735 | 8.5923 | 0.73963 | -0.18076 | -0.061591 | 0.026387 | -0.078809 | 0.059993 | -0.0054867 | 0.011762 | 0.036955 | 0.54808
0.02736 | 8.5954 | 0.73751 | #VALUE! | #VALUE! | #VALUE! | #VALUE! | #VALUE! | #VALUE! | #VALUE! | #VALUE! | #VALUE! | 0.02736 | 8.5954 | 0.73751 | -0.179 | -0.064341 | 0.029704 | -0.078181 | 0.059957 | -0.0025122 | 0.0089708 | 0.038042 | 0.55016
0.02737 | 8.5985 | 0.73539 | #VALUE! | #VALUE! | #VALUE! | #VALUE! | #VALUE! | #VALUE! | #VALUE! | #VALUE! | #VALUE! | 0.02737 | 8.5985 | 0.73539 | -0.17719 | -0.06706 | 0.032986 | -0.077424 | 0.059751 | 0.00047123 | 0.0061332 | 0.038895 | 0.55195
0.02738 | 8.6017 | 0.73326 | #VALUE! | #VALUE! | #VALUE! | #VALUE! | #VALUE! | #VALUE! | #VALUE! | #VALUE! | #VALUE! | 0.02738 | 8.6017 | 0.73326 | -0.17534 | -0.069746 | 0.036228 | -0.076537 | 0.059375 | 0.003453 | 0.0032636 | 0.039508 | 0.55346
0.02739 | 8.6048 | 0.73112 | #VALUE! | #VALUE! | #VALUE! | #VALUE! | #VALUE! | #VALUE! | #VALUE! | #VALUE! | #VALUE! | 0.02739 | 8.6048 | 0.73112 | -0.17345 | -0.072398 | 0.039426 | -0.075523 | 0.058829 | 0.0064225 | 0.00037699 | 0.039877 | 0.55468
0.0274 | 8.608 | 0.72897 | #VALUE! | #VALUE! | #VALUE! | #VALUE! | #VALUE! | #VALUE! | #VALUE! | #VALUE! | #VALUE! | 0.0274 | 8.608 | 0.72897 | -0.17151 | -0.075016 | 0.042578 | -0.074382 | 0.058115 | 0.0093691 | -0.0025116 | 0.04 | 0.55561
0.02741 | 8.6111 | 0.72681 | #VALUE! | #VALUE! | #VALUE! | #VALUE! | #VALUE! | #VALUE! | #VALUE! | #VALUE! | #VALUE! | 0.02741 | 8.6111 | 0.72681 | -0.16953 | -0.077597 | 0.045679 | -0.073118 | 0.057236 | 0.012282 | -0.0053871 | 0.039877 | 0.55625
0.02742 | 8.6142 | 0.72465 | #VALUE! | #VALUE! | #VALUE! | #VALUE! | #VALUE! | #VALUE! | #VALUE! | #VALUE! | #VALUE! | 0.02742 | 8.6142 | 0.72465 | -0.16751 | -0.08014 | 0.048725 | -0.071731 | 0.056193 | 0.015152 | -0.0082345 | 0.039508 | 0.55661
0.02743 | 8.6174 | 0.72248 | #VALUE! | #VALUE! | #VALUE! | #VALUE! | #VALUE! | #VALUE! | #VALUE! | #VALUE! | #VALUE! | 0.02743 | 8.6174 | 0.72248 | -0.16545 | -0.082645 | 0.051713 | -0.070225 | 0.05499 | 0.017967 | -0.011039 | 0.038895 | 0.55669
0.02744 | 8.6205 | 0.72031 | #VALUE! | #VALUE! | #VALUE! | #VALUE! | #VALUE! | #VALUE! | #VALUE! | #VALUE! | #VALUE! | 0.02744 | 8.6205 | 0.72031 | -0.16335 | -0.08511 | 0.054639 | -0.068602 | 0.05363 | 0.020719 | -0.013786 | 0.038042 | 0.55649
0.02745 | 8.6237 | 0.71813 | #VALUE! | #VALUE! | #VALUE! | #VALUE! | #VALUE! | #VALUE! | #VALUE! | #VALUE! | #VALUE! | 0.02745 | 8.6237 | 0.71813 | -0.16121 | -0.087534 | 0.057501 | -0.066865 | 0.052118 | 0.023396 | -0.016461 | 0.036955 | 0.55603
0.02746 | 8.6268 | 0.71594 | #VALUE! | #VALUE! | #VALUE! | #VALUE! | #VALUE! | #VALUE! | #VALUE! | #VALUE! | #VALUE! | 0.02746 | 8.6268 | 0.71594 | -0.15902 | -0.089915 | 0.060293 | -0.065016 | 0.050457 | 0.025991 | -0.01905 | 0.03564 | 0.55531
0.02747 | 8.63 | 0.71374 | #VALUE! | #VALUE! | #VALUE! | #VALUE! | #VALUE! | #VALUE! | #VALUE! | #VALUE! | #VALUE! | 0.02747 | 8.63 | 0.71374 | -0.1568 | -0.092253 | 0.063013 | -0.063058 | 0.048652 | 0.028493 | -0.021539 | 0.034106 | 0.55435
0.02748 | 8.6331 | 0.71154 | #VALUE! | #VALUE! | #VALUE! | #VALUE! | #VALUE! | #VALUE! | #VALUE! | #VALUE! | #VALUE! | 0.02748 | 8.6331 | 0.71154 | -0.15454 | -0.094547 | 0.065659 | -0.060995 | 0.046708 | 0.030893 | -0.023916 | 0.032361 | 0.55316
0.02749 | 8.6362 | 0.70932 | #VALUE! | #VALUE! | #VALUE! | #VALUE! | #VALUE! | #VALUE! | #VALUE! | #VALUE! | #VALUE! | 0.02749 | 8.6362 | 0.70932 | -0.15224 | -0.096794 | 0.068225 | -0.058831 | 0.044631 | 0.033183 | -0.026169 | 0.030416 | 0.55174
0.0275 | 8.6394 | 0.70711 | #VALUE! | #VALUE! | #VALUE! | #VALUE! | #VALUE! | #VALUE! | #VALUE! | #VALUE! | #VALUE! | 0.0275 | 8.6394 | 0.70711 | -0.14991 | -0.098995 | 0.070711 | -0.056569 | 0.042426 | 0.035355 | -0.028284 | 0.028284 | 0.55013
0.02751 | 8.6425 | 0.70488 | #VALUE! | #VALUE! | #VALUE! | #VALUE! | #VALUE! | #VALUE! | #VALUE! | #VALUE! | #VALUE! | 0.02751 | 8.6425 | 0.70488 | -0.14753 | -0.10115 | 0.073112 | -0.054212 | 0.040101 | 0.037401 | -0.030252 | 0.025978 | 0.54833
0.02752 | 8.6457 | 0.70265 | #VALUE! | #VALUE! | #VALUE! | #VALUE! | #VALUE! | #VALUE! | #VALUE! | #VALUE! | #VALUE! | 0.02752 | 8.6457 | 0.70265 | -0.14512 | -0.10325 | 0.075425 | -0.051764 | 0.037661 | 0.039314 | -0.032063 | 0.023511 | 0.54636
0.02753 | 8.6488 | 0.70041 | #VALUE! | #VALUE! | #VALUE! | #VALUE! | #VALUE! | #VALUE! | #VALUE! | #VALUE! | #VALUE! | 0.02753 | 8.6488 | 0.70041 | -0.14268 | -0.10531 | 0.077649 | -0.049231 | 0.035114 | 0.041087 | -0.033706 | 0.0209 | 0.54424
0.02754 | 8.6519 | 0.69817 | #VALUE! | #VALUE! | #VALUE! | #VALUE! | #VALUE! | #VALUE! | #VALUE! | #VALUE! | #VALUE! | 0.02754 | 8.6519 | 0.69817 | -0.1402 | -0.10731 | 0.079779 | -0.046615 | 0.032467 | 0.042714 | -0.035173 | 0.01816 | 0.54199
0.02755 | 8.6551 | 0.69591 | #VALUE! | #VALUE! | #VALUE! | #VALUE! | #VALUE! | #VALUE! | #VALUE! | #VALUE! | #VALUE! | 0.02755 | 8.6551 | 0.69591 | -0.13768 | -0.10926 | 0.081815 | -0.043922 | 0.029728 | 0.044188 | -0.036456 | 0.015307 | 0.53963
0.02756 | 8.6582 | 0.69365 | #VALUE! | #VALUE! | #VALUE! | #VALUE! | #VALUE! | #VALUE! | #VALUE! | #VALUE! | #VALUE! | 0.02756 | 8.6582 | 0.69365 | -0.13513 | -0.11116 | 0.083753 | -0.041155 | 0.026903 | 0.045505 | -0.037549 | 0.012361 | 0.53718
0.02757 | 8.6614 | 0.69139 | #VALUE! | #VALUE! | #VALUE! | #VALUE! | #VALUE! | #VALUE! | #VALUE! | #VALUE! | #VALUE! | 0.02757 | 8.6614 | 0.69139 | -0.13255 | -0.113 | 0.085591 | -0.03832 | 0.024002 | 0.04666 | -0.038447 | 0.0093378 | 0.53466
0.02758 | 8.6645 | 0.68911 | #VALUE! | #VALUE! | #VALUE! | #VALUE! | #VALUE! | #VALUE! | #VALUE! | #VALUE! | #VALUE! | 0.02758 | 8.6645 | 0.68911 | -0.12994 | -0.11479 | 0.087326 | -0.035421 | 0.021032 | 0.047649 | -0.039143 | 0.0062574 | 0.53208
0.02759 | 8.6677 | 0.68683 | #VALUE! | #VALUE! | #VALUE! | #VALUE! | #VALUE! | #VALUE! | #VALUE! | #VALUE! | #VALUE! | 0.02759 | 8.6677 | 0.68683 | -0.12729 | -0.11653 | 0.088958 | -0.032462 | 0.018002 | 0.048468 | -0.039636 | 0.0031384 | 0.52949
0.0276 | 8.6708 | 0.68455 | #VALUE! | #VALUE! | #VALUE! | #VALUE! | #VALUE! | #VALUE! | #VALUE! | #VALUE! | #VALUE! | 0.0276 | 8.6708 | 0.68455 | -0.12461 | -0.11821 | 0.090483 | -0.02945 | 0.014921 | 0.049114 | -0.039921 | 3.0033e-13 | 0.52688
0.02761 | 8.6739 | 0.68225 | #VALUE! | #VALUE! | #VALUE! | #VALUE! | #VALUE! | #VALUE! | #VALUE! | #VALUE! | #VALUE! | 0.02761 | 8.6739 | 0.68225 | -0.1219 | -0.11983 | 0.0919 | -0.026388 | 0.011798 | 0.049586 | -0.039998 | -0.0031384 | 0.52428
0.02762 | 8.6771 | 0.67995 | #VALUE! | #VALUE! | #VALUE! | #VALUE! | #VALUE! | #VALUE! | #VALUE! | #VALUE! | #VALUE! | 0.02762 | 8.6771 | 0.67995 | -0.11916 | -0.12139 | 0.093207 | -0.023283 | 0.0086406 | 0.049881 | -0.039867 | -0.0062574 | 0.52172
0.02763 | 8.6802 | 0.67765 | #VALUE! | #VALUE! | #VALUE! | #VALUE! | #VALUE! | #VALUE! | #VALUE! | #VALUE! | #VALUE! | 0.02763 | 8.6802 | 0.67765 | -0.11639 | -0.12289 | 0.094403 | -0.020139 | 0.0054588 | 0.049998 | -0.039527 | -0.0093378 | 0.51922
0.02764 | 8.6834 | 0.67533 | #VALUE! | #VALUE! | #VALUE! | #VALUE! | #VALUE! | #VALUE! | #VALUE! | #VALUE! | #VALUE! | 0.02764 | 8.6834 | 0.67533 | -0.1136 | -0.12434 | 0.095486 | -0.016961 | 0.0022614 | 0.049937 | -0.038981 | -0.012361 | 0.51678
0.02765 | 8.6865 | 0.67301 | #VALUE! | #VALUE! | #VALUE! | #VALUE! | #VALUE! | #VALUE! | #VALUE! | #VALUE! | #VALUE! | 0.02765 | 8.6865 | 0.67301 | -0.11077 | -0.12572 | 0.096456 | -0.013754 | -0.00094244 | 0.049698 | -0.038232 | -0.015307 | 0.51444
0.02766 | 8.6896 | 0.67069 | #VALUE! | #VALUE! | #VALUE! | #VALUE! | #VALUE! | #VALUE! | #VALUE! | #VALUE! | #VALUE! | 0.02766 | 8.6896 | 0.67069 | -0.10792 | -0.12705 | 0.09731 | -0.010525 | -0.0041436 | 0.049282 | -0.037283 | -0.01816 | 0.5122
0.02767 | 8.6928 | 0.66835 | #VALUE! | #VALUE! | #VALUE! | #VALUE! | #VALUE! | #VALUE! | #VALUE! | #VALUE! | #VALUE! | 0.02767 | 8.6928 | 0.66835 | -0.10504 | -0.12831 | 0.098048 | -0.0072784 | -0.0073329 | 0.048691 | -0.036139 | -0.0209 | 0.51009
0.02768 | 8.6959 | 0.66601 | #VALUE! | #VALUE! | #VALUE! | #VALUE! | #VALUE! | #VALUE! | #VALUE! | #VALUE! | #VALUE! | 0.02768 | 8.6959 | 0.66601 | -0.10213 | -0.12951 | 0.098669 | -0.0040195 | -0.010501 | 0.047926 | -0.034807 | -0.023511 | 0.50812
0.02769 | 8.6991 | 0.66367 | #VALUE! | #VALUE! | #VALUE! | #VALUE! | #VALUE! | #VALUE! | #VALUE! | #VALUE! | #VALUE! | 0.02769 | 8.6991 | 0.66367 | -0.099201 | -0.13065 | 0.099172 | -0.00075397 | -0.01364 | 0.046991 | -0.033294 | -0.025978 | 0.50631
0.0277 | 8.7022 | 0.66131 | #VALUE! | #VALUE! | #VALUE! | #VALUE! | #VALUE! | #VALUE! | #VALUE! | #VALUE! | #VALUE! | 0.0277 | 8.7022 | 0.66131 | -0.096246 | -0.13172 | 0.099556 | 0.0025129 | -0.016739 | 0.045888 | -0.031606 | -0.028284 | 0.50467
0.02771 | 8.7054 | 0.65895 | #VALUE! | #VALUE! | #VALUE! | #VALUE! | #VALUE! | #VALUE! | #VALUE! | #VALUE! | #VALUE! | 0.02771 | 8.7054 | 0.65895 | -0.093267 | -0.13273 | 0.099822 | 0.0057755 | -0.019791 | 0.044621 | -0.029754 | -0.030416 | 0.50321
0.02772 | 8.7085 | 0.65659 | #VALUE! | #VALUE! | #VALUE! | #VALUE! | #VALUE! | #VALUE! | #VALUE! | #VALUE! | #VALUE! | 0.02772 | 8.7085 | 0.65659 | -0.090265 | -0.13368 | 0.099968 | 0.0090285 | -0.022787 | 0.043196 | -0.027746 | -0.032361 | 0.50194
0.02773 | 8.7116 | 0.65421 | #VALUE! | #VALUE! | #VALUE! | #VALUE! | #VALUE! | #VALUE! | #VALUE! | #VALUE! | #VALUE! | 0.02773 | 8.7116 | 0.65421 | -0.087241 | -0.13456 | 0.099996 | 0.012266 | -0.025717 | 0.041617 | -0.025594 | -0.034106 | 0.50087
0.02774 | 8.7148 | 0.65183 | #VALUE! | #VALUE! | #VALUE! | #VALUE! | #VALUE! | #VALUE! | #VALUE! | #VALUE! | #VALUE! | 0.02774 | 8.7148 | 0.65183 | -0.084195 | -0.13538 | 0.099903 | 0.015484 | -0.028574 | 0.03989 | -0.023308 | -0.03564 | 0.50001
0.02775 | 8.7179 | 0.64945 | #VALUE! | #VALUE! | #VALUE! | #VALUE! | #VALUE! | #VALUE! | #VALUE! | #VALUE! | #VALUE! | 0.02775 | 8.7179 | 0.64945 | -0.081129 | -0.13613 | 0.099692 | 0.018676 | -0.03135 | 0.03802 | -0.0209 | -0.036955 | 0.49937
0.02776 | 8.7211 | 0.64706 | #VALUE! | #VALUE! | #VALUE! | #VALUE! | #VALUE! | #VALUE! | #VALUE! | #VALUE! | #VALUE! | 0.02776 | 8.7211 | 0.64706 | -0.078042 | -0.13682 | 0.099361 | 0.021836 | -0.034036 | 0.036015 | -0.018383 | -0.038042 | 0.49895
0.02777 | 8.7242 | 0.64466 | #VALUE! | #VALUE! | #VALUE! | #VALUE! | #VALUE! | #VALUE! | #VALUE! | #VALUE! | #VALUE! | 0.02777 | 8.7242 | 0.64466 | -0.074937 | -0.13744 | 0.098912 | 0.02496 | -0.036625 | 0.033882 | -0.015771 | -0.038895 | 0.49875
0.02778 | 8.7273 | 0.64225 | #VALUE! | #VALUE! | #VALUE! | #VALUE! | #VALUE! | #VALUE! | #VALUE! | #VALUE! | #VALUE! | 0.02778 | 8.7273 | 0.64225 | -0.071812 | -0.13799 | 0.098345 | 0.028043 | -0.03911 | 0.031629 | -0.013076 | -0.039508 | 0.49877
0.02779 | 8.7305 | 0.63984 | #VALUE! | #VALUE! | #VALUE! | #VALUE! | #VALUE! | #VALUE! | #VALUE! | #VALUE! | #VALUE! | 0.02779 | 8.7305 | 0.63984 | -0.06867 | -0.13848 | 0.09766 | 0.031078 | -0.041483 | 0.029262 | -0.010312 | -0.039877 | 0.49902
0.0278 | 8.7336 | 0.63742 | #VALUE! | #VALUE! | #VALUE! | #VALUE! | #VALUE! | #VALUE! | #VALUE! | #VALUE! | #VALUE! | 0.0278 | 8.7336 | 0.63742 | -0.065512 | -0.1389 | 0.096858 | 0.034062 | -0.043738 | 0.026791 | -0.0074953 | -0.04 | 0.49949
0.02781 | 8.7368 | 0.635 | #VALUE! | #VALUE! | #VALUE! | #VALUE! | #VALUE! | #VALUE! | #VALUE! | #VALUE! | #VALUE! | 0.02781 | 8.7368 | 0.635 | -0.062337 | -0.13925 | 0.095941 | 0.036989 | -0.045868 | 0.024225 | -0.0046391 | -0.039877 | 0.50019
0.02782 | 8.7399 | 0.63257 | #VALUE! | #VALUE! | #VALUE! | #VALUE! | #VALUE! | #VALUE! | #VALUE! | #VALUE! | #VALUE! | 0.02782 | 8.7399 | 0.63257 | -0.059146 | -0.13953 | 0.09491 | 0.039855 | -0.047868 | 0.021573 | -0.0017587 | -0.039508 | 0.50109
0.02783 | 8.7431 | 0.63013 | #VALUE! | #VALUE! | #VALUE! | #VALUE! | #VALUE! | #VALUE! | #VALUE! | #VALUE! | #VALUE! | 0.02783 | 8.7431 | 0.63013 | -0.055941 | -0.13975 | 0.093765 | 0.042654 | -0.049731 | 0.018844 | 0.0011308 | -0.038895 | 0.50221
0.02784 | 8.7462 | 0.62769 | #VALUE! | #VALUE! | #VALUE! | #VALUE! | #VALUE! | #VALUE! | #VALUE! | #VALUE! | #VALUE! | 0.02784 | 8.7462 | 0.62769 | -0.052722 | -0.1399 | 0.092508 | 0.045382 | -0.051452 | 0.016047 | 0.0040145 | -0.038042 | 0.50353
0.02785 | 8.7493 | 0.62524 | #VALUE! | #VALUE! | #VALUE! | #VALUE! | #VALUE! | #VALUE! | #VALUE! | #VALUE! | #VALUE! | 0.02785 | 8.7493 | 0.62524 | -0.04949 | -0.13998 | 0.09114 | 0.048034 | -0.053026 | 0.013194 | 0.0068772 | -0.036955 | 0.50503
0.02786 | 8.7525 | 0.62279 | #VALUE! | #VALUE! | #VALUE! | #VALUE! | #VALUE! | #VALUE! | #VALUE! | #VALUE! | #VALUE! | 0.02786 | 8.7525 | 0.62279 | -0.046246 | -0.14 | 0.089664 | 0.050606 | -0.054449 | 0.010293 | 0.009704 | -0.03564 | 0.50672
0.02787 | 8.7556 | 0.62033 | #VALUE! | #VALUE! | #VALUE! | #VALUE! | #VALUE! | #VALUE! | #VALUE! | #VALUE! | #VALUE! | 0.02787 | 8.7556 | 0.62033 | -0.042991 | -0.13994 | 0.088081 | 0.053093 | -0.055717 | 0.0073559 | 0.01248 | -0.034106 | 0.50858
0.02788 | 8.7588 | 0.61786 | #VALUE! | #VALUE! | #VALUE! | #VALUE! | #VALUE! | #VALUE! | #VALUE! | #VALUE! | #VALUE! | 0.02788 | 8.7588 | 0.61786 | -0.039725 | -0.13982 | 0.086392 | 0.055492 | -0.056826 | 0.0043926 | 0.015191 | -0.032361 | 0.51059
0.02789 | 8.7619 | 0.61539 | #VALUE! | #VALUE! | #VALUE! | #VALUE! | #VALUE! | #VALUE! | #VALUE! | #VALUE! | #VALUE! | 0.02789 | 8.7619 | 0.61539 | -0.036449 | -0.13963 | 0.084601 | 0.057799 | -0.057773 | 0.0014135 | 0.017823 | -0.030416 | 0.51275
0.0279 | 8.765 | 0.61291 | #VALUE! | #VALUE! | #VALUE! | #VALUE! | #VALUE! | #VALUE! | #VALUE! | #VALUE! | #VALUE! | 0.0279 | 8.765 | 0.61291 | -0.033164 | -0.13938 | 0.082708 | 0.060009 | -0.058555 | -0.0015705 | 0.020362 | -0.028284 | 0.51503
0.02791 | 8.7682 | 0.61042 | #VALUE! | #VALUE! | #VALUE! | #VALUE! | #VALUE! | #VALUE! | #VALUE! | #VALUE! | #VALUE! | 0.02791 | 8.7682 | 0.61042 | -0.029871 | -0.13906 | 0.080717 | 0.062119 | -0.05917 | -0.004549 | 0.022794 | -0.025978 | 0.51743
0.02792 | 8.7713 | 0.60793 | #VALUE! | #VALUE! | #VALUE! | #VALUE! | #VALUE! | #VALUE! | #VALUE! | #VALUE! | #VALUE! | 0.02792 | 8.7713 | 0.60793 | -0.026571 | -0.13866 | 0.078629 | 0.064125 | -0.059617 | -0.0075113 | 0.025108 | -0.023511 | 0.51992
0.02793 | 8.7745 | 0.60543 | #VALUE! | #VALUE! | #VALUE! | #VALUE! | #VALUE! | #VALUE! | #VALUE! | #VALUE! | #VALUE! | 0.02793 | 8.7745 | 0.60543 | -0.023264 | -0.13821 | 0.076447 | 0.066025 | -0.059893 | -0.010447 | 0.02729 | -0.0209 | 0.52248
0.02794 | 8.7776 | 0.60293 | #VALUE! | #VALUE! | #VALUE! | #VALUE! | #VALUE! | #VALUE! | #VALUE! | #VALUE! | #VALUE! | 0.02794 | 8.7776 | 0.60293 | -0.019951 | -0.13768 | 0.074174 | 0.067814 | -0.059999 | -0.013345 | 0.02933 | -0.01816 | 0.52511
0.02795 | 8.7808 | 0.60042 | #VALUE! | #VALUE! | #VALUE! | #VALUE! | #VALUE! | #VALUE! | #VALUE! | #VALUE! | #VALUE! | 0.02795 | 8.7808 | 0.60042 | -0.016633 | -0.13709 | 0.071813 | 0.069491 | -0.059933 | -0.016196 | 0.031217 | -0.015307 | 0.52778
0.02796 | 8.7839 | 0.5979 | #VALUE! | #VALUE! | #VALUE! | #VALUE! | #VALUE! | #VALUE! | #VALUE! | #VALUE! | #VALUE! | 0.02796 | 8.7839 | 0.5979 | -0.013312 | -0.13643 | 0.069365 | 0.071051 | -0.059697 | -0.018989 | 0.032941 | -0.012361 | 0.53047
0.02797 | 8.787 | 0.59538 | #VALUE! | #VALUE! | #VALUE! | #VALUE! | #VALUE! | #VALUE! | #VALUE! | #VALUE! | #VALUE! | 0.02797 | 8.787 | 0.59538 | -0.0099866 | -0.13571 | 0.066835 | 0.072493 | -0.05929 | -0.021714 | 0.034493 | -0.0093378 | 0.53317
0.02798 | 8.7902 | 0.59286 | #VALUE! | #VALUE! | #VALUE! | #VALUE! | #VALUE! | #VALUE! | #VALUE! | #VALUE! | #VALUE! | 0.02798 | 8.7902 | 0.59286 | -0.0066591 | -0.13492 | 0.064225 | 0.073814 | -0.058715 | -0.024363 | 0.035866 | -0.0062574 | 0.53585
0.02799 | 8.7933 | 0.59032 | #VALUE! | #VALUE! | #VALUE! | #VALUE! | #VALUE! | #VALUE! | #VALUE! | #VALUE! | #VALUE! | 0.02799 | 8.7933 | 0.59032 | -0.00333 | -0.13407 | 0.061539 | 0.075012 | -0.057972 | -0.026924 | 0.037051 | -0.0031384 | 0.53849
0.028 | 8.7965 | 0.58779 | #VALUE! | #VALUE! | #VALUE! | #VALUE! | #VALUE! | #VALUE! | #VALUE! | #VALUE! | #VALUE! | 0.028 | 8.7965 | 0.58779 | -3.2423e-13 | -0.13315 | 0.058779 | 0.076085 | -0.057063 | -0.029389 | 0.038042 | -3.0531e-13 | 0.54109
0.02801 | 8.7996 | 0.58524 | #VALUE! | #VALUE! | #VALUE! | #VALUE! | #VALUE! | #VALUE! | #VALUE! | #VALUE! | #VALUE! | 0.02801 | 8.7996 | 0.58524 | 0.00333 | -0.13216 | 0.055948 | 0.07703 | -0.055992 | -0.03175 | 0.038835 | 0.0031384 | 0.54362
0.02802 | 8.8027 | 0.58269 | #VALUE! | #VALUE! | #VALUE! | #VALUE! | #VALUE! | #VALUE! | #VALUE! | #VALUE! | #VALUE! | 0.02802 | 8.8027 | 0.58269 | 0.0066591 | -0.13112 | 0.053051 | 0.077848 | -0.054761 | -0.033998 | 0.039426 | 0.0062574 | 0.54606
0.02803 | 8.8059 | 0.58013 | #VALUE! | #VALUE! | #VALUE! | #VALUE! | #VALUE! | #VALUE! | #VALUE! | #VALUE! | #VALUE! | 0.02803 | 8.8059 | 0.58013 | 0.0099866 | -0.13001 | 0.050091 | 0.078535 | -0.053375 | -0.036124 | 0.03981 | 0.0093378 | 0.54839
0.02804 | 8.809 | 0.57757 | #VALUE! | #VALUE! | #VALUE! | #VALUE! | #VALUE! | #VALUE! | #VALUE! | #VALUE! | #VALUE! | 0.02804 | 8.809 | 0.57757 | 0.013312 | -0.12883 | 0.04707 | 0.079092 | -0.051835 | -0.038122 | 0.039987 | 0.012361 | 0.5506
0.02805 | 8.8122 | 0.57501 | #VALUE! | #VALUE! | #VALUE! | #VALUE! | #VALUE! | #VALUE! | #VALUE! | #VALUE! | #VALUE! | 0.02805 | 8.8122 | 0.57501 | 0.016633 | -0.1276 | 0.043994 | 0.079517 | -0.050148 | -0.039984 | 0.039956 | 0.015307 | 0.55268
0.02806 | 8.8153 | 0.57243 | #VALUE! | #VALUE! | #VALUE! | #VALUE! | #VALUE! | #VALUE! | #VALUE! | #VALUE! | #VALUE! | 0.02806 | 8.8153 | 0.57243 | 0.019951 | -0.1263 | 0.040865 | 0.079809 | -0.048318 | -0.041704 | 0.039715 | 0.01816 | 0.55461
0.02807 | 8.8185 | 0.56985 | #VALUE! | #VALUE! | #VALUE! | #VALUE! | #VALUE! | #VALUE! | #VALUE! | #VALUE! | #VALUE! | 0.02807 | 8.8185 | 0.56985 | 0.023264 | -0.12494 | 0.037687 | 0.079968 | -0.046351 | -0.043275 | 0.039268 | 0.0209 | 0.55637
0.02808 | 8.8216 | 0.56727 | #VALUE! | #VALUE! | #VALUE! | #VALUE! | #VALUE! | #VALUE! | #VALUE! | #VALUE! | #VALUE! | 0.02808 | 8.8216 | 0.56727 | 0.026571 | -0.12352 | 0.034464 | 0.079994 | -0.044251 | -0.044692 | 0.038615 | 0.023511 | 0.55796
0.02809 | 8.8247 | 0.56468 | #VALUE! | #VALUE! | #VALUE! | #VALUE! | #VALUE! | #VALUE! | #VALUE! | #VALUE! | #VALUE! | 0.02809 | 8.8247 | 0.56468 | 0.029871 | -0.12204 | 0.0312 | 0.079886 | -0.042025 | -0.04595 | 0.037761 | 0.025978 | 0.55936
0.0281 | 8.8279 | 0.56208 | #VALUE! | #VALUE! | #VALUE! | #VALUE! | #VALUE! | #VALUE! | #VALUE! | #VALUE! | #VALUE! | 0.0281 | 8.8279 | 0.56208 | 0.033164 | -0.1205 | 0.027899 | 0.079645 | -0.039679 | -0.047044 | 0.03671 | 0.028284 | 0.56056
0.02811 | 8.831 | 0.55948 | #VALUE! | #VALUE! | #VALUE! | #VALUE! | #VALUE! | #VALUE! | #VALUE! | #VALUE! | #VALUE! | 0.02811 | 8.831 | 0.55948 | 0.036449 | -0.11891 | 0.024565 | 0.079271 | -0.03722 | -0.047971 | 0.035468 | 0.030416 | 0.56155
0.02812 | 8.8342 | 0.55688 | #VALUE! | #VALUE! | #VALUE! | #VALUE! | #VALUE! | #VALUE! | #VALUE! | #VALUE! | #VALUE! | 0.02812 | 8.8342 | 0.55688 | 0.039725 | -0.11725 | 0.021201 | 0.078765 | -0.034654 | -0.048726 | 0.03404 | 0.032361 | 0.56233
0.02813 | 8.8373 | 0.55426 | #VALUE! | #VALUE! | #VALUE! | #VALUE! | #VALUE! | #VALUE! | #VALUE! | #VALUE! | #VALUE! | 0.02813 | 8.8373 | 0.55426 | 0.042991 | -0.11554 | 0.017812 | 0.078128 | -0.03199 | -0.049309 | 0.032434 | 0.034106 | 0.56289
0.02814 | 8.8404 | 0.55165 | #VALUE! | #VALUE! | #VALUE! | #VALUE! | #VALUE! | #VALUE! | #VALUE! | #VALUE! | #VALUE! | 0.02814 | 8.8404 | 0.55165 | 0.046246 | -0.11378 | 0.014401 | 0.07736 | -0.029235 | -0.049715 | 0.03066 | 0.03564 | 0.56323
0.02815 | 8.8436 | 0.54902 | #VALUE! | #VALUE! | #VALUE! | #VALUE! | #VALUE! | #VALUE! | #VALUE! | #VALUE! | #VALUE! | 0.02815 | 8.8436 | 0.54902 | 0.04949 | -0.11196 | 0.010973 | 0.076463 | -0.026396 | -0.049944 | 0.028725 | 0.036955 | 0.56333
0.02816 | 8.8467 | 0.54639 | #VALUE! | #VALUE! | #VALUE! | #VALUE! | #VALUE! | #VALUE! | #VALUE! | #VALUE! | #VALUE! | 0.02816 | 8.8467 | 0.54639 | 0.052722 | -0.11008 | 0.0075327 | 0.075439 | -0.023482 | -0.049996 | 0.02664 | 0.038042 | 0.56321
0.02817 | 8.8499 | 0.54376 | #VALUE! | #VALUE! | #VALUE! | #VALUE! | #VALUE! | #VALUE! | #VALUE! | #VALUE! | #VALUE! | 0.02817 | 8.8499 | 0.54376 | 0.055941 | -0.10815 | 0.0040829 | 0.074289 | -0.020502 | -0.04987 | 0.024417 | 0.038895 | 0.56286
0.02818 | 8.853 | 0.54112 | #VALUE! | #VALUE! | #VALUE! | #VALUE! | #VALUE! | #VALUE! | #VALUE! | #VALUE! | #VALUE! | 0.02818 | 8.853 | 0.54112 | 0.059146 | -0.10617 | 0.00062831 | 0.073015 | -0.017462 | -0.049565 | 0.022066 | 0.039508 | 0.56229
0.02819 | 8.8561 | 0.53848 | #VALUE! | #VALUE! | #VALUE! | #VALUE! | #VALUE! | #VALUE! | #VALUE! | #VALUE! | #VALUE! | 0.02819 | 8.8561 | 0.53848 | 0.062337 | -0.10414 | -0.0028271 | 0.07162 | -0.014373 | -0.049085 | 0.0196 | 0.039877 | 0.56149
0.0282 | 8.8593 | 0.53583 | #VALUE! | #VALUE! | #VALUE! | #VALUE! | #VALUE! | #VALUE! | #VALUE! | #VALUE! | #VALUE! | 0.0282 | 8.8593 | 0.53583 | 0.065512 | -0.10206 | -0.0062791 | 0.070105 | -0.011243 | -0.048429 | 0.017031 | 0.04 | 0.56047
0.02821 | 8.8624 | 0.53317 | #VALUE! | #VALUE! | #VALUE! | #VALUE! | #VALUE! | #VALUE! | #VALUE! | #VALUE! | #VALUE! | 0.02821 | 8.8624 | 0.53317 | 0.06867 | -0.099924 | -0.0097235 | 0.068473 | -0.0080807 | -0.047601 | 0.014374 | 0.039877 | 0.55924
0.02822 | 8.8656 | 0.53051 | #VALUE! | #VALUE! | #VALUE! | #VALUE! | #VALUE! | #VALUE! | #VALUE! | #VALUE! | #VALUE! | 0.02822 | 8.8656 | 0.53051 | 0.071812 | -0.097743 | -0.013156 | 0.066726 | -0.0048954 | -0.046604 | 0.011641 | 0.039508 | 0.5578
0.02823 | 8.8687 | 0.52785 | #VALUE! | #VALUE! | #VALUE! | #VALUE! | #VALUE! | #VALUE! | #VALUE! | #VALUE! | #VALUE! | 0.02823 | 8.8687 | 0.52785 | 0.074937 | -0.095516 | -0.016574 | 0.064869 | -0.0016962 | -0.04544 | 0.0088483 | 0.038895 | 0.55617
0.02824 | 8.8719 | 0.52517 | #VALUE! | #VALUE! | #VALUE! | #VALUE! | #VALUE! | #VALUE! | #VALUE! | #VALUE! | #VALUE! | 0.02824 | 8.8719 | 0.52517 | 0.078042 | -0.093242 | -0.019971 | 0.062903 | 0.0015078 | -0.044115 | 0.006009 | 0.038042 | 0.55435
0.02825 | 8.875 | 0.5225 | #VALUE! | #VALUE! | #VALUE! | #VALUE! | #VALUE! | #VALUE! | #VALUE! | #VALUE! | #VALUE! | 0.02825 | 8.875 | 0.5225 | 0.081129 | -0.090923 | -0.023345 | 0.060832 | 0.0047075 | -0.042632 | 0.0031384 | 0.036955 | 0.55236
0.02826 | 8.8781 | 0.51982 | #VALUE! | #VALUE! | #VALUE! | #VALUE! | #VALUE! | #VALUE! | #VALUE! | #VALUE! | #VALUE! | 0.02826 | 8.8781 | 0.51982 | 0.084195 | -0.08856 | -0.02669 | 0.05866 | 0.0078939 | -0.040998 | 0.00025133 | 0.03564 | 0.55021
0.02827 | 8.8813 | 0.51713 | #VALUE! | #VALUE! | #VALUE! | #VALUE! | #VALUE! | #VALUE! | #VALUE! | #VALUE! | #VALUE! | 0.02827 | 8.8813 | 0.51713 | 0.087241 | -0.086154 | -0.030004 | 0.056391 | 0.011058 | -0.039217 | -0.002637 | 0.034106 | 0.54791
0.02828 | 8.8844 | 0.51444 | #VALUE! | #VALUE! | #VALUE! | #VALUE! | #VALUE! | #VALUE! | #VALUE! | #VALUE! | #VALUE! | 0.02828 | 8.8844 | 0.51444 | 0.090265 | -0.083707 | -0.033282 | 0.054027 | 0.01419 | -0.037297 | -0.0055116 | 0.032361 | 0.54548
0.02829 | 8.8876 | 0.51174 | #VALUE! | #VALUE! | #VALUE! | #VALUE! | #VALUE! | #VALUE! | #VALUE! | #VALUE! | #VALUE! | 0.02829 | 8.8876 | 0.51174 | 0.093267 | -0.081219 | -0.03652 | 0.051573 | 0.017282 | -0.035244 | -0.0083574 | 0.030416 | 0.54294
0.0283 | 8.8907 | 0.50904 | #VALUE! | #VALUE! | #VALUE! | #VALUE! | #VALUE! | #VALUE! | #VALUE! | #VALUE! | #VALUE! | 0.0283 | 8.8907 | 0.50904 | 0.096246 | -0.078692 | -0.039715 | 0.049033 | 0.020324 | -0.033066 | -0.01116 | 0.028284 | 0.5403
0.02831 | 8.8938 | 0.50633 | #VALUE! | #VALUE! | #VALUE! | #VALUE! | #VALUE! | #VALUE! | #VALUE! | #VALUE! | #VALUE! | 0.02831 | 8.8938 | 0.50633 | 0.099201 | -0.076126 | -0.042862 | 0.046411 | 0.023309 | -0.030769 | -0.013904 | 0.025978 | 0.53757
0.02832 | 8.897 | 0.50362 | #VALUE! | #VALUE! | #VALUE! | #VALUE! | #VALUE! | #VALUE! | #VALUE! | #VALUE! | #VALUE! | 0.02832 | 8.897 | 0.50362 | 0.10213 | -0.073524 | -0.045958 | 0.043712 | 0.026227 | -0.028363 | -0.016575 | 0.023511 | 0.53478
0.02833 | 8.9001 | 0.50091 | #VALUE! | #VALUE! | #VALUE! | #VALUE! | #VALUE! | #VALUE! | #VALUE! | #VALUE! | #VALUE! | 0.02833 | 8.9001 | 0.50091 | 0.10504 | -0.070887 | -0.048999 | 0.040939 | 0.02907 | -0.025857 | -0.01916 | 0.0209 | 0.53195
0.02834 | 8.9033 | 0.49819 | #VALUE! | #VALUE! | #VALUE! | #VALUE! | #VALUE! | #VALUE! | #VALUE! | #VALUE! | #VALUE! | 0.02834 | 8.9033 | 0.49819 | 0.10792 | -0.068215 | -0.051982 | 0.038099 | 0.031831 | -0.023258 | -0.021645 | 0.01816 | 0.52909
0.02835 | 8.9064 | 0.49546 | #VALUE! | #VALUE! | #VALUE! | #VALUE! | #VALUE! | #VALUE! | #VALUE! | #VALUE! | #VALUE! | 0.02835 | 8.9064 | 0.49546 | 0.11077 | -0.06551 | -0.054902 | 0.035195 | 0.0345 | -0.020576 | -0.024017 | 0.015307 | 0.52623
0.02836 | 8.9096 | 0.49273 | #VALUE! | #VALUE! | #VALUE! | #VALUE! | #VALUE! | #VALUE! | #VALUE! | #VALUE! | #VALUE! | 0.02836 | 8.9096 | 0.49273 | 0.1136 | -0.062774 | -0.057757 | 0.032233 | 0.037072 | -0.017821 | -0.026263 | 0.012361 | 0.52337
0.02837 | 8.9127 | 0.48999 | #VALUE! | #VALUE! | #VALUE! | #VALUE! | #VALUE! | #VALUE! | #VALUE! | #VALUE! | #VALUE! | 0.02837 | 8.9127 | 0.48999 | 0.11639 | -0.060007 | -0.060543 | 0.029216 | 0.039537 | -0.015002 | -0.028373 | 0.0093378 | 0.52055
0.02838 | 8.9158 | 0.48725 | #VALUE! | #VALUE! | #VALUE! | #VALUE! | #VALUE! | #VALUE! | #VALUE! | #VALUE! | #VALUE! | 0.02838 | 8.9158 | 0.48725 | 0.11916 | -0.057211 | -0.063257 | 0.026151 | 0.04189 | -0.01213 | -0.030334 | 0.0062574 | 0.51778
0.02839 | 8.919 | 0.4845 | #VALUE! | #VALUE! | #VALUE! | #VALUE! | #VALUE! | #VALUE! | #VALUE! | #VALUE! | #VALUE! | 0.02839 | 8.919 | 0.4845 | 0.1219 | -0.054387 | -0.065895 | 0.023042 | 0.044123 | -0.0092147 | -0.032138 | 0.0031384 | 0.51507
0.0284 | 8.9221 | 0.48175 | #VALUE! | #VALUE! | #VALUE! | #VALUE! | #VALUE! | #VALUE! | #VALUE! | #VALUE! | #VALUE! | 0.0284 | 8.9221 | 0.48175 | 0.12461 | -0.051537 | -0.068455 | 0.019895 | 0.046231 | -0.0062667 | -0.033773 | 3.1029e-13 | 0.51246
0.02841 | 8.9253 | 0.479 | #VALUE! | #VALUE! | #VALUE! | #VALUE! | #VALUE! | #VALUE! | #VALUE! | #VALUE! | #VALUE! | 0.02841 | 8.9253 | 0.479 | 0.12729 | -0.048663 | -0.070932 | 0.016715 | 0.048206 | -0.0032963 | -0.035232 | -0.0031384 | 0.50995
0.02842 | 8.9284 | 0.47624 | #VALUE! | #VALUE! | #VALUE! | #VALUE! | #VALUE! | #VALUE! | #VALUE! | #VALUE! | #VALUE! | 0.02842 | 8.9284 | 0.47624 | 0.12994 | -0.045764 | -0.073326 | 0.013507 | 0.050045 | -0.00031416 | -0.036508 | -0.0062574 | 0.50756
0.02843 | 8.9315 | 0.47347 | #VALUE! | #VALUE! | #VALUE! | #VALUE! | #VALUE! | #VALUE! | #VALUE! | #VALUE! | #VALUE! | 0.02843 | 8.9315 | 0.47347 | 0.13255 | -0.042844 | -0.075631 | 0.010276 | 0.05174 | 0.0026691 | -0.037592 | -0.0093378 | 0.5053
0.02844 | 8.9347 | 0.4707 | #VALUE! | #VALUE! | #VALUE! | #VALUE! | #VALUE! | #VALUE! | #VALUE! | #VALUE! | #VALUE! | 0.02844 | 8.9347 | 0.4707 | 0.13513 | -0.039903 | -0.077846 | 0.0070281 | 0.053288 | 0.0056428 | -0.038481 | -0.012361 | 0.50321
0.02845 | 8.9378 | 0.46793 | #VALUE! | #VALUE! | #VALUE! | #VALUE! | #VALUE! | #VALUE! | #VALUE! | #VALUE! | #VALUE! | 0.02845 | 8.9378 | 0.46793 | 0.13768 | -0.036942 | -0.079968 | 0.0037685 | 0.054684 | 0.0085965 | -0.039169 | -0.015307 | 0.50128
0.02846 | 8.941 | 0.46515 | #VALUE! | #VALUE! | #VALUE! | #VALUE! | #VALUE! | #VALUE! | #VALUE! | #VALUE! | #VALUE! | 0.02846 | 8.941 | 0.46515 | 0.1402 | -0.033964 | -0.081995 | 0.00050265 | 0.055924 | 0.011519 | -0.039652 | -0.01816 | 0.49952
0.02847 | 8.9441 | 0.46237 | #VALUE! | #VALUE! | #VALUE! | #VALUE! | #VALUE! | #VALUE! | #VALUE! | #VALUE! | #VALUE! | 0.02847 | 8.9441 | 0.46237 | 0.14268 | -0.030969 | -0.083924 | -0.0027641 | 0.057005 | 0.014401 | -0.039929 | -0.0209 | 0.49797
0.02848 | 8.9473 | 0.45958 | #VALUE! | #VALUE! | #VALUE! | #VALUE! | #VALUE! | #VALUE! | #VALUE! | #VALUE! | #VALUE! | 0.02848 | 8.9473 | 0.45958 | 0.14512 | -0.027959 | -0.085753 | -0.0060261 | 0.057923 | 0.017232 | -0.039997 | -0.023511 | 0.49661
0.02849 | 8.9504 | 0.45679 | #VALUE! | #VALUE! | #VALUE! | #VALUE! | #VALUE! | #VALUE! | #VALUE! | #VALUE! | #VALUE! | 0.02849 | 8.9504 | 0.45679 | 0.14753 | -0.024936 | -0.087479 | -0.0092782 | 0.058676 | 0.020001 | -0.039856 | -0.025978 | 0.49547
0.0285 | 8.9535 | 0.45399 | #VALUE! | #VALUE! | #VALUE! | #VALUE! | #VALUE! | #VALUE! | #VALUE! | #VALUE! | #VALUE! | 0.0285 | 8.9535 | 0.45399 | 0.14991 | -0.021901 | -0.089101 | -0.012515 | 0.059261 | 0.0227 | -0.039508 | -0.028284 | 0.49455
0.02851 | 8.9567 | 0.45119 | #VALUE! | #VALUE! | #VALUE! | #VALUE! | #VALUE! | #VALUE! | #VALUE! | #VALUE! | #VALUE! | 0.02851 | 8.9567 | 0.45119 | 0.15224 | -0.018855 | -0.090616 | -0.01573 | 0.059678 | 0.025317 | -0.038953 | -0.030416 | 0.49386
0.02852 | 8.9598 | 0.44838 | #VALUE! | #VALUE! | #VALUE! | #VALUE! | #VALUE! | #VALUE! | #VALUE! | #VALUE! | #VALUE! | 0.02852 | 8.9598 | 0.44838 | 0.15454 | -0.0158 | -0.092023 | -0.01892 | 0.059924 | 0.027844 | -0.038195 | -0.032361 | 0.49339
0.02853 | 8.963 | 0.44557 | #VALUE! | #VALUE! | #VALUE! | #VALUE! | #VALUE! | #VALUE! | #VALUE! | #VALUE! | #VALUE! | 0.02853 | 8.963 | 0.44557 | 0.1568 | -0.012737 | -0.09332 | -0.022078 | 0.06 | 0.030272 | -0.037237 | -0.034106 | 0.49317
0.02854 | 8.9661 | 0.44276 | #VALUE! | #VALUE! | #VALUE! | #VALUE! | #VALUE! | #VALUE! | #VALUE! | #VALUE! | #VALUE! | 0.02854 | 8.9661 | 0.44276 | 0.15902 | -0.0096684 | -0.094506 | -0.025199 | 0.059904 | 0.032592 | -0.036085 | -0.03564 | 0.49318
0.02855 | 8.9692 | 0.43994 | #VALUE! | #VALUE! | #VALUE! | #VALUE! | #VALUE! | #VALUE! | #VALUE! | #VALUE! | #VALUE! | 0.02855 | 8.9692 | 0.43994 | 0.16121 | -0.0065949 | -0.095579 | -0.028278 | 0.059638 | 0.034796 | -0.034745 | -0.036955 | 0.49343
0.02856 | 8.9724 | 0.43712 | #VALUE! | #VALUE! | #VALUE! | #VALUE! | #VALUE! | #VALUE! | #VALUE! | #VALUE! | #VALUE! | 0.02856 | 8.9724 | 0.43712 | 0.16335 | -0.0035182 | -0.096538 | -0.03131 | 0.059201 | 0.036876 | -0.033224 | -0.038042 | 0.49391
0.02857 | 8.9755 | 0.43429 | #VALUE! | #VALUE! | #VALUE! | #VALUE! | #VALUE! | #VALUE! | #VALUE! | #VALUE! | #VALUE! | 0.02857 | 8.9755 | 0.43429 | 0.16545 | -0.00043982 | -0.097382 | -0.03429 | 0.058596 | 0.038824 | -0.031529 | -0.038895 | 0.49462
0.02858 | 8.9787 | 0.43146 | #VALUE! | #VALUE! | #VALUE! | #VALUE! | #VALUE! | #VALUE! | #VALUE! | #VALUE! | #VALUE! | 0.02858 | 8.9787 | 0.43146 | 0.16751 | 0.0026388 | -0.098109 | -0.037212 | 0.057823 | 0.040635 | -0.02967 | -0.039508 | 0.49557
0.02859 | 8.9818 | 0.42862 | #VALUE! | #VALUE! | #VALUE! | #VALUE! | #VALUE! | #VALUE! | #VALUE! | #VALUE! | #VALUE! | 0.02859 | 8.9818 | 0.42862 | 0.16953 | 0.0057161 | -0.098719 | -0.040073 | 0.056886 | 0.0423 | -0.027655 | -0.039877 | 0.49673
0.0286 | 8.985 | 0.42578 | #VALUE! | #VALUE! | #VALUE! | #VALUE! | #VALUE! | #VALUE! | #VALUE! | #VALUE! | #VALUE! | 0.0286 | 8.985 | 0.42578 | 0.17151 | 0.0087907 | -0.099211 | -0.042866 | 0.055787 | 0.043815 | -0.025497 | -0.04 | 0.49811
0.02861 | 8.9881 | 0.42293 | #VALUE! | #VALUE! | #VALUE! | #VALUE! | #VALUE! | #VALUE! | #VALUE! | #VALUE! | #VALUE! | 0.02861 | 8.9881 | 0.42293 | 0.17345 | 0.011861 | -0.099585 | -0.045588 | 0.054528 | 0.045174 | -0.023205 | -0.039877 | 0.49969
0.02862 | 8.9912 | 0.42009 | #VALUE! | #VALUE! | #VALUE! | #VALUE! | #VALUE! | #VALUE! | #VALUE! | #VALUE! | #VALUE! | 0.02862 | 8.9912 | 0.42009 | 0.17534 | 0.014926 | -0.09984 | -0.048234 | 0.053114 | 0.046372 | -0.020793 | -0.039508 | 0.50146
0.02863 | 8.9944 | 0.41723 | #VALUE! | #VALUE! | #VALUE! | #VALUE! | #VALUE! | #VALUE! | #VALUE! | #VALUE! | #VALUE! | 0.02863 | 8.9944 | 0.41723 | 0.17719 | 0.017983 | -0.099976 | -0.0508 | 0.051548 | 0.047405 | -0.018271 | -0.038895 | 0.50342
0.02864 | 8.9975 | 0.41438 | #VALUE! | #VALUE! | #VALUE! | #VALUE! | #VALUE! | #VALUE! | #VALUE! | #VALUE! | #VALUE! | 0.02864 | 8.9975 | 0.41438 | 0.179 | 0.021032 | -0.099992 | -0.053281 | 0.049836 | 0.048269 | -0.015655 | -0.038042 | 0.50554
0.02865 | 9.0007 | 0.41151 | #VALUE! | #VALUE! | #VALUE! | #VALUE! | #VALUE! | #VALUE! | #VALUE! | #VALUE! | #VALUE! | 0.02865 | 9.0007 | 0.41151 | 0.18076 | 0.02407 | -0.099889 | -0.055673 | 0.047981 | 0.048961 | -0.012957 | -0.036955 | 0.50781
0.02866 | 9.0038 | 0.40865 | #VALUE! | #VALUE! | #VALUE! | #VALUE! | #VALUE! | #VALUE! | #VALUE! | #VALUE! | #VALUE! | 0.02866 | 9.0038 | 0.40865 | 0.18248 | 0.027097 | -0.099667 | -0.057972 | 0.04599 | 0.049479 | -0.010191 | -0.03564 | 0.51022
0.02867 | 9.0069 | 0.40578 | #VALUE! | #VALUE! | #VALUE! | #VALUE! | #VALUE! | #VALUE! | #VALUE! | #VALUE! | #VALUE! | 0.02867 | 9.0069 | 0.40578 | 0.18415 | 0.030111 | -0.099325 | -0.060175 | 0.043867 | 0.04982 | -0.0073718 | -0.034106 | 0.51275
0.02868 | 9.0101 | 0.40291 | #VALUE! | #VALUE! | #VALUE! | #VALUE! | #VALUE! | #VALUE! | #VALUE! | #VALUE! | #VALUE! | 0.02868 | 9.0101 | 0.40291 | 0.18578 | 0.03311 | -0.098865 | -0.062277 | 0.041619 | 0.049984 | -0.0045143 | -0.032361 | 0.51538
0.02869 | 9.0132 | 0.40003 | #VALUE! | #VALUE! | #VALUE! | #VALUE! | #VALUE! | #VALUE! | #VALUE! | #VALUE! | #VALUE! | 0.02869 | 9.0132 | 0.40003 | 0.18736 | 0.036093 | -0.098287 | -0.064275 | 0.039253 | 0.04997 | -0.0016332 | -0.030416 | 0.51809
0.0287 | 9.0164 | 0.39715 | #VALUE! | #VALUE! | #VALUE! | #VALUE! | #VALUE! | #VALUE! | #VALUE! | #VALUE! | #VALUE! | 0.0287 | 9.0164 | 0.39715 | 0.18889 | 0.039059 | -0.097592 | -0.066166 | 0.036774 | 0.049778 | 0.0012564 | -0.028284 | 0.52087
0.02871 | 9.0195 | 0.39426 | #VALUE! | #VALUE! | #VALUE! | #VALUE! | #VALUE! | #VALUE! | #VALUE! | #VALUE! | #VALUE! | 0.02871 | 9.0195 | 0.39426 | 0.19038 | 0.042006 | -0.09678 | -0.067947 | 0.034191 | 0.049409 | 0.0041395 | -0.025978 | 0.52368
0.02872 | 9.0227 | 0.39137 | #VALUE! | #VALUE! | #VALUE! | #VALUE! | #VALUE! | #VALUE! | #VALUE! | #VALUE! | #VALUE! | 0.02872 | 9.0227 | 0.39137 | 0.19182 | 0.044932 | -0.095852 | -0.069615 | 0.03151 | 0.048863 | 0.0070009 | -0.023511 | 0.52653
0.02873 | 9.0258 | 0.38848 | #VALUE! | #VALUE! | #VALUE! | #VALUE! | #VALUE! | #VALUE! | #VALUE! | #VALUE! | #VALUE! | 0.02873 | 9.0258 | 0.38848 | 0.19322 | 0.047837 | -0.09481 | -0.071166 | 0.02874 | 0.048144 | 0.0098258 | -0.0209 | 0.52937
0.02874 | 9.0289 | 0.38558 | #VALUE! | #VALUE! | #VALUE! | #VALUE! | #VALUE! | #VALUE! | #VALUE! | #VALUE! | #VALUE! | 0.02874 | 9.0289 | 0.38558 | 0.19456 | 0.050719 | -0.093655 | -0.072599 | 0.025887 | 0.047253 | 0.012599 | -0.01816 | 0.53219
0.02875 | 9.0321 | 0.38268 | #VALUE! | #VALUE! | #VALUE! | #VALUE! | #VALUE! | #VALUE! | #VALUE! | #VALUE! | #VALUE! | 0.02875 | 9.0321 | 0.38268 | 0.19586 | 0.053576 | -0.092388 | -0.07391 | 0.022961 | 0.046194 | 0.015307 | -0.015307 | 0.53498
0.02876 | 9.0352 | 0.37978 | #VALUE! | #VALUE! | #VALUE! | #VALUE! | #VALUE! | #VALUE! | #VALUE! | #VALUE! | #VALUE! | 0.02876 | 9.0352 | 0.37978 | 0.19711 | 0.056407 | -0.091011 | -0.075099 | 0.019969 | 0.04497 | 0.017935 | -0.012361 | 0.5377
0.02877 | 9.0384 | 0.37687 | #VALUE! | #VALUE! | #VALUE! | #VALUE! | #VALUE! | #VALUE! | #VALUE! | #VALUE! | #VALUE! | 0.02877 | 9.0384 | 0.37687 | 0.19831 | 0.059211 | -0.089525 | -0.076162 | 0.01692 | 0.043586 | 0.02047 | -0.0093378 | 0.54035
0.02878 | 9.0415 | 0.37396 | #VALUE! | #VALUE! | #VALUE! | #VALUE! | #VALUE! | #VALUE! | #VALUE! | #VALUE! | #VALUE! | 0.02878 | 9.0415 | 0.37396 | 0.19947 | 0.061986 | -0.087932 | -0.077098 | 0.013823 | 0.042047 | 0.022897 | -0.0062574 | 0.54289
0.02879 | 9.0446 | 0.37104 | #VALUE! | #VALUE! | #VALUE! | #VALUE! | #VALUE! | #VALUE! | #VALUE! | #VALUE! | #VALUE! | 0.02879 | 9.0446 | 0.37104 | 0.20057 | 0.064731 | -0.086234 | -0.077905 | 0.010687 | 0.040358 | 0.025205 | -0.0031384 | 0.54532
0.0288 | 9.0478 | 0.36812 | #VALUE! | #VALUE! | #VALUE! | #VALUE! | #VALUE! | #VALUE! | #VALUE! | #VALUE! | #VALUE! | 0.0288 | 9.0478 | 0.36812 | 0.20162 | 0.067446 | -0.084433 | -0.078583 | 0.00752 | 0.038526 | 0.027382 | -3.164e-13 | 0.54761
0.02881 | 9.0509 | 0.3652 | #VALUE! | #VALUE! | #VALUE! | #VALUE! | #VALUE! | #VALUE! | #VALUE! | #VALUE! | #VALUE! | 0.02881 | 9.0509 | 0.3652 | 0.20263 | 0.070127 | -0.082531 | -0.07913 | 0.0043316 | 0.036556 | 0.029416 | 0.0031384 | 0.54974
0.02882 | 9.0541 | 0.36228 | #VALUE! | #VALUE! | #VALUE! | #VALUE! | #VALUE! | #VALUE! | #VALUE! | #VALUE! | #VALUE! | 0.02882 | 9.0541 | 0.36228 | 0.20358 | 0.072774 | -0.080531 | -0.079544 | 0.0011309 | 0.034456 | 0.031296 | 0.0062574 | 0.5517
0.02883 | 9.0572 | 0.35935 | #VALUE! | #VALUE! | #VALUE! | #VALUE! | #VALUE! | #VALUE! | #VALUE! | #VALUE! | #VALUE! | 0.02883 | 9.0572 | 0.35935 | 0.20449 | 0.075387 | -0.078434 | -0.079826 | -0.002073 | 0.032233 | 0.033012 | 0.0093378 | 0.55347
0.02884 | 9.0604 | 0.35641 | #VALUE! | #VALUE! | #VALUE! | #VALUE! | #VALUE! | #VALUE! | #VALUE! | #VALUE! | #VALUE! | 0.02884 | 9.0604 | 0.35641 | 0.20534 | 0.077963 | -0.076244 | -0.079975 | -0.0052711 | 0.029895 | 0.034557 | 0.012361 | 0.55504
0.02885 | 9.0635 | 0.35347 | #VALUE! | #VALUE! | #VALUE! | #VALUE! | #VALUE! | #VALUE! | #VALUE! | #VALUE! | #VALUE! | 0.02885 | 9.0635 | 0.35347 | 0.20614 | 0.080501 | -0.073963 | -0.07999 | -0.0084541 | 0.027451 | 0.035921 | 0.015307 | 0.55639
0.02886 | 9.0666 | 0.35053 | #VALUE! | #VALUE! | #VALUE! | #VALUE! | #VALUE! | #VALUE! | #VALUE! | #VALUE! | #VALUE! | 0.02886 | 9.0666 | 0.35053 | 0.20689 | 0.083 | -0.071594 | -0.079872 | -0.011613 | 0.024909 | 0.037098 | 0.01816 | 0.55752
0.02887 | 9.0698 | 0.34759 | #VALUE! | #VALUE! | #VALUE! | #VALUE! | #VALUE! | #VALUE! | #VALUE! | #VALUE! | #VALUE! | 0.02887 | 9.0698 | 0.34759 | 0.2076 | 0.085459 | -0.069139 | -0.079621 | -0.014739 | 0.022279 | 0.038081 | 0.0209 | 0.55841
0.02888 | 9.0729 | 0.34464 | #VALUE! | #VALUE! | #VALUE! | #VALUE! | #VALUE! | #VALUE! | #VALUE! | #VALUE! | #VALUE! | 0.02888 | 9.0729 | 0.34464 | 0.20824 | 0.087877 | -0.066601 | -0.079237 | -0.017822 | 0.019569 | 0.038865 | 0.023511 | 0.55905
0.02889 | 9.0761 | 0.34169 | #VALUE! | #VALUE! | #VALUE! | #VALUE! | #VALUE! | #VALUE! | #VALUE! | #VALUE! | #VALUE! | 0.02889 | 9.0761 | 0.34169 | 0.20884 | 0.090252 | -0.063984 | -0.078721 | -0.020855 | 0.016789 | 0.039447 | 0.025978 | 0.55944
0.0289 | 9.0792 | 0.33874 | #VALUE! | #VALUE! | #VALUE! | #VALUE! | #VALUE! | #VALUE! | #VALUE! | #VALUE! | #VALUE! | 0.0289 | 9.0792 | 0.33874 | 0.20939 | 0.092584 | -0.061291 | -0.078073 | -0.023829 | 0.01395 | 0.039822 | 0.028284 | 0.55957
0.02891 | 9.0823 | 0.33578 | #VALUE! | #VALUE! | #VALUE! | #VALUE! | #VALUE! | #VALUE! | #VALUE! | #VALUE! | #VALUE! | 0.02891 | 9.0823 | 0.33578 | 0.20989 | 0.094871 | -0.058524 | -0.077296 | -0.026734 | 0.01106 | 0.03999 | 0.030416 | 0.55945
0.02892 | 9.0855 | 0.33282 | #VALUE! | #VALUE! | #VALUE! | #VALUE! | #VALUE! | #VALUE! | #VALUE! | #VALUE! | #VALUE! | 0.02892 | 9.0855 | 0.33282 | 0.21033 | 0.097111 | -0.055688 | -0.076389 | -0.029564 | 0.0081319 | 0.039949 | 0.032361 | 0.55906
0.02893 | 9.0886 | 0.32986 | #VALUE! | #VALUE! | #VALUE! | #VALUE! | #VALUE! | #VALUE! | #VALUE! | #VALUE! | #VALUE! | 0.02893 | 9.0886 | 0.32986 | 0.21072 | 0.099305 | -0.052785 | -0.075355 | -0.032309 | 0.0051743 | 0.0397 | 0.034106 | 0.55841
0.02894 | 9.0918 | 0.32689 | #VALUE! | #VALUE! | #VALUE! | #VALUE! | #VALUE! | #VALUE! | #VALUE! | #VALUE! | #VALUE! | 0.02894 | 9.0918 | 0.32689 | 0.21106 | 0.10145 | -0.049819 | -0.074196 | -0.034961 | 0.0021984 | 0.039244 | 0.03564 | 0.55751
0.02895 | 9.0949 | 0.32392 | #VALUE! | #VALUE! | #VALUE! | #VALUE! | #VALUE! | #VALUE! | #VALUE! | #VALUE! | #VALUE! | 0.02895 | 9.0949 | 0.32392 | 0.21135 | 0.10355 | -0.046793 | -0.072912 | -0.037515 | -0.00078537 | 0.038582 | 0.036955 | 0.55634
0.02896 | 9.0981 | 0.32094 | #VALUE! | #VALUE! | #VALUE! | #VALUE! | #VALUE! | #VALUE! | #VALUE! | #VALUE! | #VALUE! | 0.02896 | 9.0981 | 0.32094 | 0.21158 | 0.1056 | -0.043712 | -0.071507 | -0.039961 | -0.0037663 | 0.03772 | 0.038042 | 0.55494
0.02897 | 9.1012 | 0.31797 | #VALUE! | #VALUE! | #VALUE! | #VALUE! | #VALUE! | #VALUE! | #VALUE! | #VALUE! | #VALUE! | 0.02897 | 9.1012 | 0.31797 | 0.21176 | 0.10759 | -0.040578 | -0.069983 | -0.042293 | -0.0067339 | 0.03666 | 0.038895 | 0.55329
0.02898 | 9.1043 | 0.31499 | #VALUE! | #VALUE! | #VALUE! | #VALUE! | #VALUE! | #VALUE! | #VALUE! | #VALUE! | #VALUE! | 0.02898 | 9.1043 | 0.31499 | 0.2119 | 0.10953 | -0.037396 | -0.068342 | -0.044505 | -0.0096775 | 0.035409 | 0.039508 | 0.55141
0.02899 | 9.1075 | 0.312 | #VALUE! | #VALUE! | #VALUE! | #VALUE! | #VALUE! | #VALUE! | #VALUE! | #VALUE! | #VALUE! | 0.02899 | 9.1075 | 0.312 | 0.21197 | 0.11143 | -0.034169 | -0.066587 | -0.046589 | -0.012587 | 0.033974 | 0.039877 | 0.54932
0.029 | 9.1106 | 0.30902 | #VALUE! | #VALUE! | #VALUE! | #VALUE! | #VALUE! | #VALUE! | #VALUE! | #VALUE! | #VALUE! | 0.029 | 9.1106 | 0.30902 | 0.212 | 0.11326 | -0.030902 | -0.064721 | -0.048541 | -0.015451 | 0.032361 | 0.04 | 0.54703
0.02901 | 9.1138 | 0.30603 | #VALUE! | #VALUE! | #VALUE! | #VALUE! | #VALUE! | #VALUE! | #VALUE! | #VALUE! | #VALUE! | 0.02901 | 9.1138 | 0.30603 | 0.21197 | 0.11504 | -0.027597 | -0.062747 | -0.050354 | -0.01826 | 0.030579 | 0.039877 | 0.54454
0.02902 | 9.1169 | 0.30304 | #VALUE! | #VALUE! | #VALUE! | #VALUE! | #VALUE! | #VALUE! | #VALUE! | #VALUE! | #VALUE! | 0.02902 | 9.1169 | 0.30304 | 0.2119 | 0.11677 | -0.02426 | -0.060669 | -0.052024 | -0.021004 | 0.028637 | 0.039508 | 0.54189
0.02903 | 9.12 | 0.30004 | #VALUE! | #VALUE! | #VALUE! | #VALUE! | #VALUE! | #VALUE! | #VALUE! | #VALUE! | #VALUE! | 0.02903 | 9.12 | 0.30004 | 0.21176 | 0.11844 | -0.020894 | -0.058489 | -0.053546 | -0.023674 | 0.026547 | 0.038895 | 0.53908
0.02904 | 9.1232 | 0.29704 | #VALUE! | #VALUE! | #VALUE! | #VALUE! | #VALUE! | #VALUE! | #VALUE! | #VALUE! | #VALUE! | 0.02904 | 9.1232 | 0.29704 | 0.21158 | 0.12005 | -0.017502 | -0.056212 | -0.054914 | -0.026259 | 0.024317 | 0.038042 | 0.53615
0.02905 | 9.1263 | 0.29404 | #VALUE! | #VALUE! | #VALUE! | #VALUE! | #VALUE! | #VALUE! | #VALUE! | #VALUE! | #VALUE! | 0.02905 | 9.1263 | 0.29404 | 0.21135 | 0.12161 | -0.01409 | -0.053841 | -0.056127 | -0.02875 | 0.021961 | 0.036955 | 0.5331
0.02906 | 9.1295 | 0.29104 | #VALUE! | #VALUE! | #VALUE! | #VALUE! | #VALUE! | #VALUE! | #VALUE! | #VALUE! | #VALUE! | 0.02906 | 9.1295 | 0.29104 | 0.21106 | 0.1231 | -0.010661 | -0.05138 | -0.057179 | -0.031139 | 0.01949 | 0.03564 | 0.52997
0.02907 | 9.1326 | 0.28803 | #VALUE! | #VALUE! | #VALUE! | #VALUE! | #VALUE! | #VALUE! | #VALUE! | #VALUE! | #VALUE! | 0.02907 | 9.1326 | 0.28803 | 0.21072 | 0.12454 | -0.0072194 | -0.048834 | -0.058068 | -0.033418 | 0.016917 | 0.034106 | 0.52677
0.02908 | 9.1358 | 0.28502 | #VALUE! | #VALUE! | #VALUE! | #VALUE! | #VALUE! | #VALUE! | #VALUE! | #VALUE! | #VALUE! | 0.02908 | 9.1358 | 0.28502 | 0.21033 | 0.12592 | -0.003769 | -0.046206 | -0.058791 | -0.035577 | 0.014256 | 0.032361 | 0.52354
0.02909 | 9.1389 | 0.28201 | #VALUE! | #VALUE! | #VALUE! | #VALUE! | #VALUE! | #VALUE! | #VALUE! | #VALUE! | #VALUE! | 0.02909 | 9.1389 | 0.28201 | 0.20989 | 0.12723 | -0.00031416 | -0.043501 | -0.059347 | -0.037609 | 0.011521 | 0.030416 | 0.52029
0.0291 | 9.142 | 0.27899 | #VALUE! | #VALUE! | #VALUE! | #VALUE! | #VALUE! | #VALUE! | #VALUE! | #VALUE! | #VALUE! | 0.0291 | 9.142 | 0.27899 | 0.20939 | 0.12849 | 0.0031411 | -0.040723 | -0.059734 | -0.039508 | 0.0087257 | 0.028284 | 0.51705
0.02911 | 9.1452 | 0.27597 | #VALUE! | #VALUE! | #VALUE! | #VALUE! | #VALUE! | #VALUE! | #VALUE! | #VALUE! | #VALUE! | 0.02911 | 9.1452 | 0.27597 | 0.20884 | 0.12968 | 0.0065926 | -0.037878 | -0.05995 | -0.041266 | 0.0058848 | 0.025978 | 0.51386
0.02912 | 9.1483 | 0.27295 | #VALUE! | #VALUE! | #VALUE! | #VALUE! | #VALUE! | #VALUE! | #VALUE! | #VALUE! | #VALUE! | 0.02912 | 9.1483 | 0.27295 | 0.20824 | 0.13081 | 0.010036 | -0.034969 | -0.059995 | -0.042876 | 0.0030131 | 0.023511 | 0.51072
0.02913 | 9.1515 | 0.26993 | #VALUE! | #VALUE! | #VALUE! | #VALUE! | #VALUE! | #VALUE! | #VALUE! | #VALUE! | #VALUE! | 0.02913 | 9.1515 | 0.26993 | 0.2076 | 0.13187 | 0.013468 | -0.032002 | -0.059869 | -0.044334 | 0.00012566 | 0.0209 | 0.50768
0.02914 | 9.1546 | 0.2669 | #VALUE! | #VALUE! | #VALUE! | #VALUE! | #VALUE! | #VALUE! | #VALUE! | #VALUE! | #VALUE! | 0.02914 | 9.1546 | 0.2669 | 0.20689 | 0.13287 | 0.016883 | -0.028982 | -0.059573 | -0.045635 | -0.0027624 | 0.01816 | 0.50476
0.02915 | 9.1577 | 0.26387 | #VALUE! | #VALUE! | #VALUE! | #VALUE! | #VALUE! | #VALUE! | #VALUE! | #VALUE! | #VALUE! | 0.02915 | 9.1577 | 0.26387 | 0.20614 | 0.13381 | 0.020279 | -0.025913 | -0.059107 | -0.046772 | -0.005636 | 0.015307 | 0.50198
0.02916 | 9.1609 | 0.26084 | #VALUE! | #VALUE! | #VALUE! | #VALUE! | #VALUE! | #VALUE! | #VALUE! | #VALUE! | #VALUE! | 0.02916 | 9.1609 | 0.26084 | 0.20534 | 0.13468 | 0.02365 | -0.022802 | -0.058472 | -0.047743 | -0.0084803 | 0.012361 | 0.49938
0.02917 | 9.164 | 0.25781 | #VALUE! | #VALUE! | #VALUE! | #VALUE! | #VALUE! | #VALUE! | #VALUE! | #VALUE! | #VALUE! | 0.02917 | 9.164 | 0.25781 | 0.20449 | 0.13549 | 0.026993 | -0.019652 | -0.05767 | -0.048544 | -0.01128 | 0.0093378 | 0.49697
0.02918 | 9.1672 | 0.25477 | #VALUE! | #VALUE! | #VALUE! | #VALUE! | #VALUE! | #VALUE! | #VALUE! | #VALUE! | #VALUE! | 0.02918 | 9.1672 | 0.25477 | 0.20358 | 0.13623 | 0.030304 | -0.016469 | -0.056704 | -0.049172 | -0.014021 | 0.0062574 | 0.49478
0.02919 | 9.1703 | 0.25173 | #VALUE! | #VALUE! | #VALUE! | #VALUE! | #VALUE! | #VALUE! | #VALUE! | #VALUE! | #VALUE! | 0.02919 | 9.1703 | 0.25173 | 0.20263 | 0.13691 | 0.033578 | -0.013259 | -0.055576 | -0.049625 | -0.016689 | 0.0031384 | 0.49284
0.0292 | 9.1735 | 0.24869 | #VALUE! | #VALUE! | #VALUE! | #VALUE! | #VALUE! | #VALUE! | #VALUE! | #VALUE! | #VALUE! | 0.0292 | 9.1735 | 0.24869 | 0.20162 | 0.13752 | 0.036812 | -0.010027 | -0.05429 | -0.049901 | -0.01927 | 3.2252e-13 | 0.49116
0.02921 | 9.1766 | 0.24565 | #VALUE! | #VALUE! | #VALUE! | #VALUE! | #VALUE! | #VALUE! | #VALUE! | #VALUE! | #VALUE! | 0.02921 | 9.1766 | 0.24565 | 0.20057 | 0.13806 | 0.040003 | -0.0067777 | -0.052848 | -0.05 | -0.02175 | -0.0031384 | 0.48977
0.02922 | 9.1797 | 0.2426 | #VALUE! | #VALUE! | #VALUE! | #VALUE! | #VALUE! | #VALUE! | #VALUE! | #VALUE! | #VALUE! | 0.02922 | 9.1797 | 0.2426 | 0.19947 | 0.13854 | 0.043146 | -0.0035174 | -0.051257 | -0.04992 | -0.024117 | -0.0062574 | 0.48868
0.02923 | 9.1829 | 0.23955 | #VALUE! | #VALUE! | #VALUE! | #VALUE! | #VALUE! | #VALUE! | #VALUE! | #VALUE! | #VALUE! | 0.02923 | 9.1829 | 0.23955 | 0.19831 | 0.13895 | 0.046237 | -0.00025133 | -0.049519 | -0.049663 | -0.026358 | -0.0093378 | 0.48792
0.02924 | 9.186 | 0.2365 | #VALUE! | #VALUE! | #VALUE! | #VALUE! | #VALUE! | #VALUE! | #VALUE! | #VALUE! | #VALUE! | 0.02924 | 9.186 | 0.2365 | 0.19711 | 0.13929 | 0.049273 | 0.0030152 | -0.047639 | -0.049228 | -0.028461 | -0.012361 | 0.4875
0.02925 | 9.1892 | 0.23345 | #VALUE! | #VALUE! | #VALUE! | #VALUE! | #VALUE! | #VALUE! | #VALUE! | #VALUE! | #VALUE! | 0.02925 | 9.1892 | 0.23345 | 0.19586 | 0.13957 | 0.05225 | 0.0062767 | -0.045624 | -0.048618 | -0.030416 | -0.015307 | 0.48744
0.02926 | 9.1923 | 0.23039 | #VALUE! | #VALUE! | #VALUE! | #VALUE! | #VALUE! | #VALUE! | #VALUE! | #VALUE! | #VALUE! | 0.02926 | 9.1923 | 0.23039 | 0.19456 | 0.13978 | 0.055165 | 0.0095278 | -0.043479 | -0.047836 | -0.032212 | -0.01816 | 0.48774
0.02927 | 9.1954 | 0.22733 | #VALUE! | #VALUE! | #VALUE! | #VALUE! | #VALUE! | #VALUE! | #VALUE! | #VALUE! | #VALUE! | 0.02927 | 9.1954 | 0.22733 | 0.19322 | 0.13992 | 0.058013 | 0.012763 | -0.04121 | -0.046882 | -0.03384 | -0.0209 | 0.48841
0.02928 | 9.1986 | 0.22427 | #VALUE! | #VALUE! | #VALUE! | #VALUE! | #VALUE! | #VALUE! | #VALUE! | #VALUE! | #VALUE! | 0.02928 | 9.1986 | 0.22427 | 0.19182 | 0.13999 | 0.060793 | 0.015977 | -0.038823 | -0.045762 | -0.035292 | -0.023511 | 0.48946
0.02929 | 9.2017 | 0.22121 | #VALUE! | #VALUE! | #VALUE! | #VALUE! | #VALUE! | #VALUE! | #VALUE! | #VALUE! | #VALUE! | 0.02929 | 9.2017 | 0.22121 | 0.19038 | 0.13999 | 0.0635 | 0.019164 | -0.036326 | -0.044479 | -0.036559 | -0.025978 | 0.49091
0.0293 | 9.2049 | 0.21814 | #VALUE! | #VALUE! | #VALUE! | #VALUE! | #VALUE! | #VALUE! | #VALUE! | #VALUE! | #VALUE! | 0.0293 | 9.2049 | 0.21814 | 0.18889 | 0.13993 | 0.066131 | 0.022319 | -0.033725 | -0.043037 | -0.037635 | -0.028284 | 0.49274
0.02931 | 9.208 | 0.21508 | #VALUE! | #VALUE! | #VALUE! | #VALUE! | #VALUE! | #VALUE! | #VALUE! | #VALUE! | #VALUE! | 0.02931 | 9.208 | 0.21508 | 0.18736 | 0.1398 | 0.068683 | 0.025437 | -0.031028 | -0.041442 | -0.038515 | -0.030416 | 0.49495
0.02932 | 9.2111 | 0.21201 | #VALUE! | #VALUE! | #VALUE! | #VALUE! | #VALUE! | #VALUE! | #VALUE! | #VALUE! | #VALUE! | 0.02932 | 9.2111 | 0.21201 | 0.18578 | 0.1396 | 0.071154 | 0.028513 | -0.028242 | -0.0397 | -0.039194 | -0.032361 | 0.49756
0.02933 | 9.2143 | 0.20894 | #VALUE! | #VALUE! | #VALUE! | #VALUE! | #VALUE! | #VALUE! | #VALUE! | #VALUE! | #VALUE! | 0.02933 | 9.2143 | 0.20894 | 0.18415 | 0.13934 | 0.073539 | 0.031541 | -0.025376 | -0.037816 | -0.039669 | -0.034106 | 0.50054
0.02934 | 9.2174 | 0.20586 | #VALUE! | #VALUE! | #VALUE! | #VALUE! | #VALUE! | #VALUE! | #VALUE! | #VALUE! | #VALUE! | 0.02934 | 9.2174 | 0.20586 | 0.18248 | 0.139 | 0.075836 | 0.034516 | -0.022438 | -0.035797 | -0.039936 | -0.03564 | 0.50389
0.02935 | 9.2206 | 0.20279 | #VALUE! | #VALUE! | #VALUE! | #VALUE! | #VALUE! | #VALUE! | #VALUE! | #VALUE! | #VALUE! | 0.02935 | 9.2206 | 0.20279 | 0.18076 | 0.1386 | 0.078043 | 0.037434 | -0.019435 | -0.033651 | -0.039995 | -0.036955 | 0.50759
0.02936 | 9.2237 | 0.19971 | #VALUE! | #VALUE! | #VALUE! | #VALUE! | #VALUE! | #VALUE! | #VALUE! | #VALUE! | #VALUE! | 0.02936 | 9.2237 | 0.19971 | 0.179 | 0.13814 | 0.080157 | 0.04029 | -0.016377 | -0.031385 | -0.039845 | -0.038042 | 0.51164
0.02937 | 9.2269 | 0.19663 | #VALUE! | #VALUE! | #VALUE! | #VALUE! | #VALUE! | #VALUE! | #VALUE! | #VALUE! | #VALUE! | 0.02937 | 9.2269 | 0.19663 | 0.17719 | 0.1376 | 0.082175 | 0.043078 | -0.013272 | -0.029007 | -0.039488 | -0.038895 | 0.51601
0.02938 | 9.23 | 0.19355 | #VALUE! | #VALUE! | #VALUE! | #VALUE! | #VALUE! | #VALUE! | #VALUE! | #VALUE! | #VALUE! | 0.02938 | 9.23 | 0.19355 | 0.17534 | 0.137 | 0.084094 | 0.045795 | -0.01013 | -0.026526 | -0.038924 | -0.039508 | 0.52069
0.02939 | 9.2331 | 0.19047 | #VALUE! | #VALUE! | #VALUE! | #VALUE! | #VALUE! | #VALUE! | #VALUE! | #VALUE! | #VALUE! | 0.02939 | 9.2331 | 0.19047 | 0.17345 | 0.13633 | 0.085914 | 0.048435 | -0.0069586 | -0.02395 | -0.038157 | -0.039877 | 0.52565
0.0294 | 9.2363 | 0.18738 | #VALUE! | #VALUE! | #VALUE! | #VALUE! | #VALUE! | #VALUE! | #VALUE! | #VALUE! | #VALUE! | 0.0294 | 9.2363 | 0.18738 | 0.17151 | 0.1356 | 0.087631 | 0.050994 | -0.0037674 | -0.021289 | -0.037191 | -0.04 | 0.53087
0.02941 | 9.2394 | 0.18429 | #VALUE! | #VALUE! | #VALUE! | #VALUE! | #VALUE! | #VALUE! | #VALUE! | #VALUE! | #VALUE! | 0.02941 | 9.2394 | 0.18429 | 0.16953 | 0.1348 | 0.089243 | 0.053468 | -0.00056548 | -0.018552 | -0.036031 | -0.039877 | 0.53632
0.02942 | 9.2426 | 0.18121 | #VALUE! | #VALUE! | #VALUE! | #VALUE! | #VALUE! | #VALUE! | #VALUE! | #VALUE! | #VALUE! | 0.02942 | 9.2426 | 0.18121 | 0.16751 | 0.13394 | 0.090748 | 0.055853 | 0.0026381 | -0.015749 | -0.034683 | -0.039508 | 0.54196
0.02943 | 9.2457 | 0.17812 | #VALUE! | #VALUE! | #VALUE! | #VALUE! | #VALUE! | #VALUE! | #VALUE! | #VALUE! | #VALUE! | 0.02943 | 9.2457 | 0.17812 | 0.16545 | 0.13301 | 0.092146 | 0.058145 | 0.0058341 | -0.01289 | -0.033154 | -0.038895 | 0.54776
0.02944 | 9.2488 | 0.17502 | #VALUE! | #VALUE! | #VALUE! | #VALUE! | #VALUE! | #VALUE! | #VALUE! | #VALUE! | #VALUE! | 0.02944 | 9.2488 | 0.17502 | 0.16335 | 0.13202 | 0.093433 | 0.06034 | 0.0090135 | -0.0099855 | -0.031452 | -0.038042 | 0.5537
0.02945 | 9.252 | 0.17193 | #VALUE! | #VALUE! | #VALUE! | #VALUE! | #VALUE! | #VALUE! | #VALUE! | #VALUE! | #VALUE! | 0.02945 | 9.252 | 0.17193 | 0.16121 | 0.13096 | 0.094609 | 0.062434 | 0.012167 | -0.0070451 | -0.029585 | -0.036955 | 0.55972
0.02946 | 9.2551 | 0.16883 | #VALUE! | #VALUE! | #VALUE! | #VALUE! | #VALUE! | #VALUE! | #VALUE! | #VALUE! | #VALUE! | 0.02946 | 9.2551 | 0.16883 | 0.15902 | 0.12984 | 0.095671 | 0.064425 | 0.015286 | -0.0040795 | -0.027565 | -0.03564 | 0.5658
0.02947 | 9.2583 | 0.16574 | #VALUE! | #VALUE! | #VALUE! | #VALUE! | #VALUE! | #VALUE! | #VALUE! | #VALUE! | #VALUE! | 0.02947 | 9.2583 | 0.16574 | 0.1568 | 0.12866 | 0.09662 | 0.066307 | 0.018362 | -0.0010995 | -0.0254 | -0.034106 | 0.57188
0.02948 | 9.2614 | 0.16264 | #VALUE! | #VALUE! | #VALUE! | #VALUE! | #VALUE! | #VALUE! | #VALUE! | #VALUE! | #VALUE! | 0.02948 | 9.2614 | 0.16264 | 0.15454 | 0.12741 | 0.097453 | 0.06808 | 0.021385 | 0.0018845 | -0.023103 | -0.032361 | 0.57793
0.02949 | 9.2646 | 0.15954 | #VALUE! | #VALUE! | #VALUE! | #VALUE! | #VALUE! | #VALUE! | #VALUE! | #VALUE! | #VALUE! | 0.02949 | 9.2646 | 0.15954 | 0.15224 | 0.12611 | 0.098169 | 0.069738 | 0.024347 | 0.0048618 | -0.020685 | -0.030416 | 0.5839
0.0295 | 9.2677 | 0.15643 | #VALUE! | #VALUE! | #VALUE! | #VALUE! | #VALUE! | #VALUE! | #VALUE! | #VALUE! | #VALUE! | 0.0295 | 9.2677 | 0.15643 | 0.14991 | 0.12474 | 0.098769 | 0.071281 | 0.027239 | 0.0078217 | -0.01816 | -0.028284 | 0.58975
0.02951 | 9.2708 | 0.15333 | #VALUE! | #VALUE! | #VALUE! | #VALUE! | #VALUE! | #VALUE! | #VALUE! | #VALUE! | #VALUE! | 0.02951 | 9.2708 | 0.15333 | 0.14753 | 0.12331 | 0.09925 | 0.072704 | 0.030054 | 0.010754 | -0.015539 | -0.025978 | 0.59542
0.02952 | 9.274 | 0.15023 | #VALUE! | #VALUE! | #VALUE! | #VALUE! | #VALUE! | #VALUE! | #VALUE! | #VALUE! | #VALUE! | 0.02952 | 9.274 | 0.15023 | 0.14512 | 0.12183 | 0.099613 | 0.074006 | 0.032784 | 0.013648 | -0.012838 | -0.023511 | 0.60088
0.02953 | 9.2771 | 0.14712 | #VALUE! | #VALUE! | #VALUE! | #VALUE! | #VALUE! | #VALUE! | #VALUE! | #VALUE! | #VALUE! | 0.02953 | 9.2771 | 0.14712 | 0.14268 | 0.12028 | 0.099857 | 0.075185 | 0.035419 | 0.016493 | -0.010069 | -0.0209 | 0.60606
0.02954 | 9.2803 | 0.14401 | #VALUE! | #VALUE! | #VALUE! | #VALUE! | #VALUE! | #VALUE! | #VALUE! | #VALUE! | #VALUE! | 0.02954 | 9.2803 | 0.14401 | 0.1402 | 0.11867 | 0.099982 | 0.076238 | 0.037954 | 0.019279 | -0.0072482 | -0.01816 | 0.61093
0.02955 | 9.2834 | 0.1409 | #VALUE! | #VALUE! | #VALUE! | #VALUE! | #VALUE! | #VALUE! | #VALUE! | #VALUE! | #VALUE! | 0.02955 | 9.2834 | 0.1409 | 0.13768 | 0.11701 | 0.099988 | 0.077165 | 0.040381 | 0.021997 | -0.0043894 | -0.015307 | 0.61543
0.02956 | 9.2865 | 0.13779 | #VALUE! | #VALUE! | #VALUE! | #VALUE! | #VALUE! | #VALUE! | #VALUE! | #VALUE! | #VALUE! | 0.02956 | 9.2865 | 0.13779 | 0.13513 | 0.11529 | 0.099874 | 0.077962 | 0.042692 | 0.024636 | -0.0015076 | -0.012361 | 0.61951
0.02957 | 9.2897 | 0.13468 | #VALUE! | #VALUE! | #VALUE! | #VALUE! | #VALUE! | #VALUE! | #VALUE! | #VALUE! | #VALUE! | 0.02957 | 9.2897 | 0.13468 | 0.13255 | 0.11352 | 0.09964 | 0.07863 | 0.044882 | 0.027188 | 0.001382 | -0.0093378 | 0.62313
0.02958 | 9.2928 | 0.13156 | #VALUE! | #VALUE! | #VALUE! | #VALUE! | #VALUE! | #VALUE! | #VALUE! | #VALUE! | #VALUE! | 0.02958 | 9.2928 | 0.13156 | 0.12994 | 0.11169 | 0.099288 | 0.079166 | 0.046943 | 0.029643 | 0.0042644 | -0.0062574 | 0.62624
0.02959 | 9.296 | 0.12845 | #VALUE! | #VALUE! | #VALUE! | #VALUE! | #VALUE! | #VALUE! | #VALUE! | #VALUE! | #VALUE! | 0.02959 | 9.296 | 0.12845 | 0.12729 | 0.10981 | 0.098817 | 0.07957 | 0.048871 | 0.031992 | 0.0071246 | -0.0031384 | 0.62878
0.0296 | 9.2991 | 0.12533 | #VALUE! | #VALUE! | #VALUE! | #VALUE! | #VALUE! | #VALUE! | #VALUE! | #VALUE! | #VALUE! | 0.0296 | 9.2991 | 0.12533 | 0.12461 | 0.10787 | 0.098229 | 0.079842 | 0.05066 | 0.034227 | 0.0099476 | -3.2636e-13 | 0.63072
0.02961 | 9.3023 | 0.12222 | #VALUE! | #VALUE! | #VALUE! | #VALUE! | #VALUE! | #VALUE! | #VALUE! | #VALUE! | #VALUE! | 0.02961 | 9.3023 | 0.12222 | 0.1219 | 0.10588 | 0.097523 | 0.079981 | 0.052304 | 0.036341 | 0.012719 | 0.0031384 | 0.63201
0.02962 | 9.3054 | 0.1191 | #VALUE! | #VALUE! | #VALUE! | #VALUE! | #VALUE! | #VALUE! | #VALUE! | #VALUE! | #VALUE! | 0.02962 | 9.3054 | 0.1191 | 0.11916 | 0.10384 | 0.0967 | 0.079986 | 0.053798 | 0.038325 | 0.015423 | 0.0062574 | 0.63259
0.02963 | 9.3085 | 0.11598 | #VALUE! | #VALUE! | #VALUE! | #VALUE! | #VALUE! | #VALUE! | #VALUE! | #VALUE! | #VALUE! | 0.02963 | 9.3085 | 0.11598 | 0.11639 | 0.10175 | 0.095762 | 0.079858 | 0.05514 | 0.040172 | 0.018048 | 0.0093378 | 0.63244
0.02964 | 9.3117 | 0.11286 | #VALUE! | #VALUE! | #VALUE! | #VALUE! | #VALUE! | #VALUE! | #VALUE! | #VALUE! | #VALUE! | 0.02964 | 9.3117 | 0.11286 | 0.1136 | 0.099615 | 0.09471 | 0.079596 | 0.056324 | 0.041876 | 0.020578 | 0.012361 | 0.63151
0.02965 | 9.3148 | 0.10973 | #VALUE! | #VALUE! | #VALUE! | #VALUE! | #VALUE! | #VALUE! | #VALUE! | #VALUE! | #VALUE! | 0.02965 | 9.3148 | 0.10973 | 0.11077 | 0.097428 | 0.093544 | 0.079202 | 0.057348 | 0.043432 | 0.023 | 0.015307 | 0.62976
0.02966 | 9.318 | 0.10661 | #VALUE! | #VALUE! | #VALUE! | #VALUE! | #VALUE! | #VALUE! | #VALUE! | #VALUE! | #VALUE! | 0.02966 | 9.318 | 0.10661 | 0.10792 | 0.095193 | 0.092267 | 0.078676 | 0.058208 | 0.044832 | 0.025303 | 0.01816 | 0.62717
0.02967 | 9.3211 | 0.10349 | #VALUE! | #VALUE! | #VALUE! | #VALUE! | #VALUE! | #VALUE! | #VALUE! | #VALUE! | #VALUE! | 0.02967 | 9.3211 | 0.10349 | 0.10504 | 0.092913 | 0.09088 | 0.078018 | 0.058902 | 0.046073 | 0.027473 | 0.0209 | 0.62368
0.02968 | 9.3242 | 0.10036 | #VALUE! | #VALUE! | #VALUE! | #VALUE! | #VALUE! | #VALUE! | #VALUE! | #VALUE! | #VALUE! | 0.02968 | 9.3242 | 0.10036 | 0.10213 | 0.090588 | 0.089384 | 0.077231 | 0.059428 | 0.04715 | 0.029501 | 0.023511 | 0.61929
0.02969 | 9.3274 | 0.097235 | #VALUE! | #VALUE! | #VALUE! | #VALUE! | #VALUE! | #VALUE! | #VALUE! | #VALUE! | #VALUE! | 0.02969 | 9.3274 | 0.097235 | 0.099201 | 0.088219 | 0.087782 | 0.076314 | 0.059784 | 0.048058 | 0.031374 | 0.025978 | 0.61395
0.0297 | 9.3305 | 0.094108 | #VALUE! | #VALUE! | #VALUE! | #VALUE! | #VALUE! | #VALUE! | #VALUE! | #VALUE! | #VALUE! | 0.0297 | 9.3305 | 0.094108 | 0.096246 | 0.085807 | 0.086074 | 0.07527 | 0.05997 | 0.048796 | 0.033083 | 0.028284 | 0.60764
0.02971 | 9.3337 | 0.09098 | #VALUE! | #VALUE! | #VALUE! | #VALUE! | #VALUE! | #VALUE! | #VALUE! | #VALUE! | #VALUE! | 0.02971 | 9.3337 | 0.09098 | 0.093267 | 0.083354 | 0.084264 | 0.074101 | 0.059985 | 0.04936 | 0.03462 | 0.030416 | 0.60035
0.02972 | 9.3368 | 0.087851 | #VALUE! | #VALUE! | #VALUE! | #VALUE! | #VALUE! | #VALUE! | #VALUE! | #VALUE! | #VALUE! | 0.02972 | 9.3368 | 0.087851 | 0.090265 | 0.08086 | 0.082353 | 0.072808 | 0.05983 | 0.049748 | 0.035976 | 0.032361 | 0.59205
0.02973 | 9.34 | 0.084721 | #VALUE! | #VALUE! | #VALUE! | #VALUE! | #VALUE! | #VALUE! | #VALUE! | #VALUE! | #VALUE! | 0.02973 | 9.34 | 0.084721 | 0.087241 | 0.078328 | 0.080344 | 0.071394 | 0.059503 | 0.049958 | 0.037145 | 0.034106 | 0.58274
0.02974 | 9.3431 | 0.081591 | #VALUE! | #VALUE! | #VALUE! | #VALUE! | #VALUE! | #VALUE! | #VALUE! | #VALUE! | #VALUE! | 0.02974 | 9.3431 | 0.081591 | 0.084195 | 0.075757 | 0.078239 | 0.069861 | 0.059007 | 0.049991 | 0.038119 | 0.03564 | 0.5724
0.02975 | 9.3462 | 0.078459 | #VALUE! | #VALUE! | #VALUE! | #VALUE! | #VALUE! | #VALUE! | #VALUE! | #VALUE! | #VALUE! | 0.02975 | 9.3462 | 0.078459 | 0.081129 | 0.07315 | 0.076041 | 0.068211 | 0.058342 | 0.049846 | 0.038895 | 0.036955 | 0.56103
0.02976 | 9.3494 | 0.075327 | #VALUE! | #VALUE! | #VALUE! | #VALUE! | #VALUE! | #VALUE! | #VALUE! | #VALUE! | #VALUE! | 0.02976 | 9.3494 | 0.075327 | 0.078042 | 0.070507 | 0.073751 | 0.066448 | 0.057511 | 0.049523 | 0.039467 | 0.038042 | 0.54862
0.02977 | 9.3525 | 0.072194 | #VALUE! | #VALUE! | #VALUE! | #VALUE! | #VALUE! | #VALUE! | #VALUE! | #VALUE! | #VALUE! | 0.02977 | 9.3525 | 0.072194 | 0.074937 | 0.067831 | 0.071374 | 0.064573 | 0.056516 | 0.049024 | 0.039834 | 0.038895 | 0.53518
0.02978 | 9.3557 | 0.06906 | #VALUE! | #VALUE! | #VALUE! | #VALUE! | #VALUE! | #VALUE! | #VALUE! | #VALUE! | #VALUE! | 0.02978 | 9.3557 | 0.06906 | 0.071812 | 0.065121 | 0.068911 | 0.062591 | 0.05536 | 0.04835 | 0.039993 | 0.039508 | 0.52071
0.02979 | 9.3588 | 0.065926 | #VALUE! | #VALUE! | #VALUE! | #VALUE! | #VALUE! | #VALUE! | #VALUE! | #VALUE! | #VALUE! | 0.02979 | 9.3588 | 0.065926 | 0.06867 | 0.06238 | 0.066367 | 0.060505 | 0.054046 | 0.047504 | 0.039943 | 0.039877 | 0.50522
0.0298 | 9.3619 | 0.062791 | #VALUE! | #VALUE! | #VALUE! | #VALUE! | #VALUE! | #VALUE! | #VALUE! | #VALUE! | #VALUE! | 0.0298 | 9.3619 | 0.062791 | 0.065512 | 0.059609 | 0.063742 | 0.058317 | 0.052578 | 0.046489 | 0.039685 | 0.04 | 0.48872
0.02981 | 9.3651 | 0.059655 | #VALUE! | #VALUE! | #VALUE! | #VALUE! | #VALUE! | #VALUE! | #VALUE! | #VALUE! | #VALUE! | 0.02981 | 9.3651 | 0.059655 | 0.062337 | 0.056809 | 0.061042 | 0.056033 | 0.05096 | 0.045308 | 0.039219 | 0.039877 | 0.47124
0.02982 | 9.3682 | 0.056519 | #VALUE! | #VALUE! | #VALUE! | #VALUE! | #VALUE! | #VALUE! | #VALUE! | #VALUE! | #VALUE! | 0.02982 | 9.3682 | 0.056519 | 0.059146 | 0.053982 | 0.058269 | 0.053655 | 0.049197 | 0.043966 | 0.038549 | 0.039508 | 0.45279
0.02983 | 9.3714 | 0.053382 | #VALUE! | #VALUE! | #VALUE! | #VALUE! | #VALUE! | #VALUE! | #VALUE! | #VALUE! | #VALUE! | 0.02983 | 9.3714 | 0.053382 | 0.055941 | 0.051128 | 0.055426 | 0.051187 | 0.047294 | 0.042467 | 0.037678 | 0.038895 | 0.4334
0.02984 | 9.3745 | 0.050244 | #VALUE! | #VALUE! | #VALUE! | #VALUE! | #VALUE! | #VALUE! | #VALUE! | #VALUE! | #VALUE! | 0.02984 | 9.3745 | 0.050244 | 0.052722 | 0.04825 | 0.052517 | 0.048634 | 0.045255 | 0.040817 | 0.03661 | 0.038042 | 0.41309
0.02985 | 9.3777 | 0.047106 | #VALUE! | #VALUE! | #VALUE! | #VALUE! | #VALUE! | #VALUE! | #VALUE! | #VALUE! | #VALUE! | 0.02985 | 9.3777 | 0.047106 | 0.04949 | 0.045348 | 0.049546 | 0.046 | 0.043088 | 0.039022 | 0.035351 | 0.036955 | 0.39191
0.02986 | 9.3808 | 0.043968 | #VALUE! | #VALUE! | #VALUE! | #VALUE! | #VALUE! | #VALUE! | #VALUE! | #VALUE! | #VALUE! | 0.02986 | 9.3808 | 0.043968 | 0.046246 | 0.042425 | 0.046515 | 0.04329 | 0.040797 | 0.037087 | 0.033907 | 0.03564 | 0.36988
0.02987 | 9.3839 | 0.040829 | #VALUE! | #VALUE! | #VALUE! | #VALUE! | #VALUE! | #VALUE! | #VALUE! | #VALUE! | #VALUE! | 0.02987 | 9.3839 | 0.040829 | 0.042991 | 0.039481 | 0.043429 | 0.040507 | 0.03839 | 0.035021 | 0.032287 | 0.034106 | 0.34704
0.02988 | 9.3871 | 0.03769 | #VALUE! | #VALUE! | #VALUE! | #VALUE! | #VALUE! | #VALUE! | #VALUE! | #VALUE! | #VALUE! | 0.02988 | 9.3871 | 0.03769 | 0.039725 | 0.036518 | 0.040291 | 0.037656 | 0.035874 | 0.032829 | 0.030498 | 0.032361 | 0.32344
0.02989 | 9.3902 | 0.034551 | #VALUE! | #VALUE! | #VALUE! | #VALUE! | #VALUE! | #VALUE! | #VALUE! | #VALUE! | #VALUE! | 0.02989 | 9.3902 | 0.034551 | 0.036449 | 0.033537 | 0.037104 | 0.034743 | 0.033256 | 0.030521 | 0.02855 | 0.030416 | 0.29913
0.0299 | 9.3934 | 0.031411 | #VALUE! | #VALUE! | #VALUE! | #VALUE! | #VALUE! | #VALUE! | #VALUE! | #VALUE! | #VALUE! | 0.0299 | 9.3934 | 0.031411 | 0.033164 | 0.03054 | 0.033874 | 0.031772 | 0.030542 | 0.028104 | 0.026452 | 0.028284 | 0.27414
0.02991 | 9.3965 | 0.028271 | #VALUE! | #VALUE! | #VALUE! | #VALUE! | #VALUE! | #VALUE! | #VALUE! | #VALUE! | #VALUE! | 0.02991 | 9.3965 | 0.028271 | 0.029871 | 0.027528 | 0.030603 | 0.028748 | 0.027742 | 0.025587 | 0.024217 | 0.025978 | 0.24854
0.02992 | 9.3996 | 0.02513 | #VALUE! | #VALUE! | #VALUE! | #VALUE! | #VALUE! | #VALUE! | #VALUE! | #VALUE! | #VALUE! | 0.02992 | 9.3996 | 0.02513 | 0.026571 | 0.024503 | 0.027295 | 0.025675 | 0.024863 | 0.022979 | 0.021856 | 0.023511 | 0.22238
0.02993 | 9.4028 | 0.021989 | #VALUE! | #VALUE! | #VALUE! | #VALUE! | #VALUE! | #VALUE! | #VALUE! | #VALUE! | #VALUE! | 0.02993 | 9.4028 | 0.021989 | 0.023264 | 0.021466 | 0.023955 | 0.022561 | 0.021912 | 0.020289 | 0.01938 | 0.0209 | 0.19572
0.02994 | 9.4059 | 0.018848 | #VALUE! | #VALUE! | #VALUE! | #VALUE! | #VALUE! | #VALUE! | #VALUE! | #VALUE! | #VALUE! | 0.02994 | 9.4059 | 0.018848 | 0.019951 | 0.018419 | 0.020586 | 0.019408 | 0.018899 | 0.017527 | 0.016803 | 0.01816 | 0.1686
0.02995 | 9.4091 | 0.015707 | #VALUE! | #VALUE! | #VALUE! | #VALUE! | #VALUE! | #VALUE! | #VALUE! | #VALUE! | #VALUE! | 0.02995 | 9.4091 | 0.015707 | 0.016633 | 0.015363 | 0.017193 | 0.016223 | 0.015832 | 0.014702 | 0.014139 | 0.015307 | 0.1411
0.02996 | 9.4122 | 0.012566 | #VALUE! | #VALUE! | #VALUE! | #VALUE! | #VALUE! | #VALUE! | #VALUE! | #VALUE! | #VALUE! | 0.02996 | 9.4122 | 0.012566 | 0.013312 | 0.012299 | 0.013779 | 0.013011 | 0.01272 | 0.011825 | 0.011401 | 0.012361 | 0.11327
0.02997 | 9.4154 | 0.0094246 | #VALUE! | #VALUE! | #VALUE! | #VALUE! | #VALUE! | #VALUE! | #VALUE! | #VALUE! | #VALUE! | 0.02997 | 9.4154 | 0.0094246 | 0.0099866 | 0.0092296 | 0.010349 | 0.0097773 | 0.0095722 | 0.0089058 | 0.008603 | 0.0093378 | 0.085186
0.02998 | 9.4185 | 0.0062831 | #VALUE! | #VALUE! | #VALUE! | #VALUE! | #VALUE! | #VALUE! | #VALUE! | #VALUE! | #VALUE! | 0.02998 | 9.4185 | 0.0062831 | 0.0066591 | 0.0061555 | 0.006906 | 0.0065272 | 0.0063967 | 0.0059549 | 0.0057604 | 0.0062574 | 0.0569
0.02999 | 9.4216 | 0.0031416 | #VALUE! | #VALUE! | #VALUE! | #VALUE! | #VALUE! | #VALUE! | #VALUE! | #VALUE! | #VALUE! | 0.02999 | 9.4216 | 0.0031416 | 0.00333 | 0.0030785 | 0.0034551 | 0.0032663 | 0.0032029 | 0.0029827 | 0.0028878 | 0.0031384 | 0.028483
0.03 | 9.4248 | 3.3077e-13 | #VALUE! | #VALUE! | #VALUE! | #VALUE! | #VALUE! | #VALUE! | #VALUE! | #VALUE! | #VALUE! | 0.03 | 9.4248 | 3.3077e-13 | 3.5062e-13 | 3.2415e-13 | 3.6385e-13 | 3.44e-13 | 3.3653e-13 | 3.1494e-13 | 3.0488e-13 | 3.302e-13 | 2.9999e-12
0.03001 | 9.4279 | -0.0031416 | #VALUE! | #VALUE! | #VALUE! | #VALUE! | #VALUE! | #VALUE! | #VALUE! | #VALUE! | #VALUE! | 0.03001 | 9.4279 | -0.0031416 | -0.00333 | -0.0030785 | -0.0034551 | -0.0032663 | -0.0032029 | -0.0029827 | -0.0028878 | -0.0031384 | -0.028483
Current ThD 10%
Current ThD 20%
Current ThD 30%
Restart
Clean Values

## Database (hidden)
Temp | Altitude | 25 | 30 | 35 | 40 | 45 | 50 | 55 | 60 | 65 | 70 | 75 | 80 | Temp | Altitude | 25 | 30 | 35 | 40 | 45 | 50 | 55 | 60 | 65 | 70 | 75 | 80
coeff. | 1000 | 1.07 | 1.035 | 1.0248 | 1 | 0.96 | 0.93 | 0.91 | 0.89 | 0.85429 | 0.82 | 0.7872 | 0.7626 | coeff. | 1000 | 1.07 | 1.035 | 1.0248 | 1 | 0.96 | 0.93 | 0.91 | 0.89 | 0.85429 | 0.82 | 0.7872 | 0.7626
| 1500 | 1.01 | 0.985 | 0.97525 | 0.96 | 0.92 | 0.89 | 0.87 | 0.84 | 0.81 | 0.77 | 0.7392 | 0.7161 |  | 1500 | 1.01 | 0.985 | 0.97525 | 0.96 | 0.92 | 0.89 | 0.87 | 0.84 | 0.81 | 0.77 | 0.7392 | 0.7161
| 2000 | 0.96 | 0.935 | 0.92574 | 0.91 | 0.87 | 0.84 | 0.83 | 0.79 | 0.77 | 0.73 | 0.7008 | 0.6789 |  | 2000 | 0.96 | 0.935 | 0.92574 | 0.91 | 0.87 | 0.84 | 0.83 | 0.79 | 0.77 | 0.73 | 0.7008 | 0.6789
| 2500 | 0.93 | 0.905 | 0.89604 | 0.88 | 0.84 | 0.81 | 0.795 | 0.76 | 0.74107 | 0.705 | 0.6768 | 0.65565 |  | 2500 | 0.93 | 0.905 | 0.89604 | 0.88 | 0.84 | 0.81 | 0.795 | 0.76 | 0.74107 | 0.705 | 0.6768 | 0.65565
| 3000 | 0.9 | 0.875 | 0.86634 | 0.85 | 0.81 | 0.78 | 0.76 | 0.73 | 0.71214 | 0.68 | 0.6528 | 0.6324 |  | 3000 | 0.9 | 0.875 | 0.86634 | 0.85 | 0.81 | 0.78 | 0.76 | 0.73 | 0.71214 | 0.68 | 0.6528 | 0.6324
| 3500 | 0.87 | 0.835 | 0.82673 | 0.8 | 0.78 | 0.755 | 0.73 | 0.705 | 0.68607 | 0.65 | 0.624 | 0.6045 |  | 3500 | 0.87 | 0.835 | 0.82673 | 0.8 | 0.78 | 0.755 | 0.73 | 0.705 | 0.68607 | 0.65 | 0.624 | 0.6045
| 4000 | 0.84 | 0.795 | 0.78713 | 0.75 | 0.75 | 0.73 | 0.7 | 0.68 | 0.66 | 0.62 | 0.5952 | 0.5766 |  | 4000 | 0.84 | 0.795 | 0.78713 | 0.75 | 0.75 | 0.73 | 0.7 | 0.68 | 0.66 | 0.62 | 0.5952 | 0.5766
| 4500 | 0.81 | 0.7725 | 0.76485 | 0.735 | 0.72 | 0.7 | 0.675 | 0.65 | 0.625 | 0.59 | 0.5664 | 0.5487 |  | 4500 | 0.81 | 0.7725 | 0.76485 | 0.735 | 0.72 | 0.7 | 0.675 | 0.65 | 0.625 | 0.59 | 0.5664 | 0.5487
| 5000 | 0.78 | 0.75 | 0.74257 | 0.72 | 0.69 | 0.67 | 0.65 | 0.62 | 0.59 | 0.56 | 0.5376 | 0.5208 |  | 5000 | 0.78 | 0.75 | 0.74257 | 0.72 | 0.69 | 0.67 | 0.65 | 0.62 | 0.59 | 0.56 | 0.5376 | 0.5208
| 6000 | 0.7 | 0.675 | 0.66832 | 0.65 | 0.631 | 0.61 | 0.58 | 0.55 | 0.53 | 0.5 | 0.48 | 0.465 |  | 6000 | 0.7 | 0.675 | 0.66832 | 0.65 | 0.631 | 0.61 | 0.58 | 0.55 | 0.53 | 0.5 | 0.48 | 0.465
50Hz | 125 / 40 | eff.4/4 | eff.3/4 | eff.2/4 |  | 60Hz | 125 / 40 | eff.4/4 | eff.3/4 | eff.2/4 |  |  |  | 50Hz | 125 / 40 | eff.4/4 | eff.3/4 | eff.2/4 |  | 60Hz | 125 / 40 | eff.4/4 | eff.3/4 | eff.2/4
ECP3 1S4C | 6.5 | 81.8 | 82.4 | 78.9 |  | ECP3 1S4C | 7.8 | 83.3 | 83.9 | 80.4 |  |  |  | ECP3 1S4C | 6.5 | 81.8 | 82.4 | 78.9 |  | ECP3 1S4C | 7.8 | 83.3 | 83.9 | 80.4
ECP3 2S4C | 8 | 83.7 | 84.7 | 80.4 |  | ECP3 2S4C | 9.6 | 85.4 | 86.3 | 81.9 |  |  |  | ECP3 2S4C | 8 | 83.7 | 84.7 | 80.4 |  | ECP3 2S4C | 9.6 | 85.4 | 86.3 | 81.9
ECP3 1L4C | 11 | 85.9 | 86.4 | 84.4 |  | ECP3 1L4C | 13.2 | 87.7 | 87.8 | 85.4 |  |  |  | ECP3 1L4C | 11 | 85.9 | 86.4 | 84.4 |  | ECP3 1L4C | 13.2 | 87.7 | 87.8 | 85.4
ECP3 2L4C | 13.5 | 86.1 | 86.7 | 85.1 |  | ECP3 2L4C | 16.2 | 87.9 | 88 | 86.1 |  |  |  | ECP3 2L4C | 13.5 | 86.1 | 86.7 | 85.1 |  | ECP3 2L4C | 16.2 | 87.9 | 88 | 86.1
ECP3 3L4C | 15 | 86.3 | 86.9 | 85.4 |  | ECP3 3L4C | 18 | 88.2 | 88.4 | 86.4 |  |  |  | ECP3 3L4C | 15 | 86.3 | 86.9 | 85.4 |  | ECP3 3L4C | 18 | 88.2 | 88.4 | 86.4
ECP4 1M4C | 6.5 | 85.7 | 86.5 | 86.8 |  | ECP4 1M4C | 7.8 | 86.6 | 86.9 | 86.7 |  |  |  | ECP4 1M4C | 6.5 | 85.7 | 86.5 | 86.8 |  | ECP4 1M4C | 7.8 | 86.6 | 86.9 | 86.7
ECP4 2M4C | 8 | 86.1 | 86.9 | 87.1 |  | ECP4 2M4C | 9.6 | 86.9 | 87.3 | 87 |  |  |  | ECP4 2M4C | 8 | 86.1 | 86.9 | 87.1 |  | ECP4 2M4C | 9.6 | 86.9 | 87.3 | 87
ECP4 3M4C | 10 | 86.4 | 87.5 | 87.6 |  | ECP4 3M4C | 12 | 87.2 | 87.9 | 87.5 |  |  |  | ECP4 3M4C | 10 | 86.4 | 87.5 | 87.6 |  | ECP4 3M4C | 12 | 87.2 | 87.9 | 87.5
ECP4 4M4C | 12.5 | 86.7 | 87.9 | 88.1 |  | ECP4 4M4C | 15 | 87.6 | 88.4 | 88.2 |  |  |  | ECP4 4M4C | 12.5 | 86.7 | 87.9 | 88.1 |  | ECP4 4M4C | 15 | 87.6 | 88.4 | 88.2
ECP4 5M4C | 15 | 87 | 88.2 | 88.6 |  | ECP4 5M4C | 18 | 88.2 | 88.8 | 88.7 |  |  |  | ECP4 5M4C | 15 | 87 | 88.2 | 88.6 |  | ECP4 5M4C | 18 | 88.2 | 88.8 | 88.7
ECP4 1L4C | 18 | 87.1 | 88.4 | 88.9 |  | ECP4 1L4C | 22 | 88.4 | 88.9 | 88.8 |  |  |  | ECP4 1L4C | 18 | 87.1 | 88.4 | 88.9 |  | ECP4 1L4C | 22 | 88.4 | 88.9 | 88.8
ECP4 2L4C | 20 | 87.3 | 88.5 | 89.3 |  | ECP4 2L4C | 24 | 89.2 | 89.8 | 89.9 |  |  |  | ECP4 2L4C | 20 | 87.3 | 88.5 | 89.3 |  | ECP4 2L4C | 24 | 89.2 | 89.8 | 89.9
ECP28 1VS4C | 7.5 | 85.6 | 86.8 | 87.1 |  | ECP28 1VS4C | 9 | 86.5 | 87 | 86.9 |  |  |  | ECP28 1VS4C | 7.5 | 85.6 | 86.8 | 87.1 |  | ECP28 1VS4C | 9 | 86.5 | 87 | 86.9
ECP28 2VS4C | 10 | 86 | 87.2 | 87.3 |  | ECP28 2VS4C | 12 | 86.8 | 87.5 | 87.2 |  |  |  | ECP28 2VS4C | 10 | 86 | 87.2 | 87.3 |  | ECP28 2VS4C | 12 | 86.8 | 87.5 | 87.2
ECP28 1S4C | 12.5 | 86.3 | 87.5 | 87.8 |  | ECP28 1S4C | 15 | 87.2 | 88 | 87.9 |  |  |  | ECP28 1S4C | 12.5 | 86.3 | 87.5 | 87.8 |  | ECP28 1S4C | 15 | 87.2 | 88 | 87.9
ECP28 2S4C | 15 | 86.6 | 87.8 | 88.3 |  | ECP28 2S4C | 18 | 87.8 | 88.4 | 88.4 |  |  |  | ECP28 2S4C | 15 | 86.6 | 87.8 | 88.3 |  | ECP28 2S4C | 18 | 87.8 | 88.4 | 88.4
ECP28 3S4C | 17.5 | 86.7 | 88 | 88.6 |  | ECP28 3S4C | 21 | 88 | 88.5 | 88.5 |  |  |  | ECP28 3S4C | 17.5 | 86.7 | 88 | 88.6 |  | ECP28 3S4C | 21 | 88 | 88.5 | 88.5
ECP28 M4C | 20 | 87 | 88.2 | 89.1 |  | ECP28 M4C | 24 | 88.9 | 89.5 | 89.7 |  |  |  | ECP28 M4C | 20 | 87 | 88.2 | 89.1 |  | ECP28 M4C | 24 | 88.9 | 89.5 | 89.7
ECP28 L4C | 25 | 87.6 | 88.9 | 89.8 |  | ECP28 L4C | 30 | 89.1 | 89.9 | 90.4 |  |  |  | ECP28 L4C | 25 | 87.6 | 88.9 | 89.8 |  | ECP28 L4C | 30 | 89.1 | 89.9 | 90.4
ECP28 VL4C | 30 | 87.9 | 89.3 | 90.2 |  | ECP28 VL4C | 36 | 89.4 | 90.3 | 90.9 |  |  |  | ECP28 VL4C | 30 | 87.9 | 89.3 | 90.2 |  | ECP28 VL4C | 36 | 89.4 | 90.3 | 90.9
ECP30 1M4C | 20 | 87.4 | 88.6 | 89.4 |  | ECP30 1M4C | 24 | 89.3 | 89.9 | 90.1 |  |  |  | ECP30 1M4C | 20 | 87.4 | 88.6 | 89.4 |  | ECP30 1M4C | 24 | 89.3 | 89.9 | 90.1
ECP30 2M4C | 25 | 88 | 89.3 | 90.1 |  | ECP30 2M4C | 30 | 89.5 | 90.3 | 90.8 |  |  |  | ECP30 2M4C | 25 | 88 | 89.3 | 90.1 |  | ECP30 2M4C | 30 | 89.5 | 90.3 | 90.8
ECP30 3M4C | 30 | 88.3 | 89.7 | 90.5 |  | ECP30 3M4C | 36 | 89.8 | 90.7 | 91.3 |  |  |  | ECP30 3M4C | 30 | 88.3 | 89.7 | 90.5 |  | ECP30 3M4C | 36 | 89.8 | 90.7 | 91.3
ECP30 1L4C | 35 | 88.7 | 91.1 | 91 |  | ECP30 1L4C | 42 | 90.2 | 91.2 | 91.8 |  |  |  | ECP30 1L4C | 35 | 88.7 | 91.1 | 91 |  | ECP30 1L4C | 42 | 90.2 | 91.2 | 91.8
ECP30 2L4C | 40 | 89.1 | 90.5 | 91.3 |  | ECP30 2L4C | 48 | 90.7 | 91.5 | 92.1 |  |  |  | ECP30 2L4C | 40 | 89.1 | 90.5 | 91.3 |  | ECP30 2L4C | 48 | 90.7 | 91.5 | 92.1
ECP32 1S4C | 37.5 | 87.6 | 88.7 | 89 |  | ECP32 1S4C | 45 | 87.6 | 88.7 | 90.2 |  |  |  | ECP32 1S4C | 37.5 | 87.6 | 88.7 | 89 |  | ECP32 1S4C | 45 | 87.6 | 88.7 | 90.2
ECP32 2S4C | 42 | 87.6 | 88.7 | 89 |  | ECP32 2S4C | 54 | 87.5 | 88.7 | 90.1 |  |  |  | ECP32 2S4C | 42 | 87.6 | 88.7 | 89 |  | ECP32 2S4C | 54 | 87.5 | 88.7 | 90.1
ECP32 1M4C | 50 | 88.3 | 89.5 | 89.7 |  | ECP32 1M4C | 60 | 89.4 | 90.5 | 90.2 |  |  |  | ECP32 1M4C | 50 | 88.3 | 89.5 | 89.7 |  | ECP32 1M4C | 60 | 89.4 | 90.5 | 90.2
ECP32 2M4C | 62.5 | 89.4 | 90.7 | 91.7 |  | ECP32 2M4C | 75 | 90.2 | 91.3 | 92 |  |  |  | ECP32 2M4C | 62.5 | 89.4 | 90.7 | 91.7 |  | ECP32 2M4C | 75 | 90.2 | 91.3 | 92
ECP32 1L4C | 75 | 89.9 | 91 | 91.8 |  | ECP32 1L4C | 90 | 90.8 | 91.8 | 92.2 |  |  |  | ECP32 1L4C | 75 | 89.9 | 91 | 91.8 |  | ECP32 1L4C | 90 | 90.8 | 91.8 | 92.2
ECP32 2L4C | 82.5 | 90 | 91.2 | 92.1 |  | ECP32 2L4C | 100 | 90.8 | 91.8 | 92.3 |  |  |  | ECP32 2L4C | 82.5 | 90 | 91.2 | 92.1 |  | ECP32 2L4C | 100 | 90.8 | 91.8 | 92.3
ECP34 1S4C | 87.5 | 92.2 | 92.6 | 92.2 |  | ECP34 1S4C | 105 | 91.7 | 93.2 | 93.4 |  |  |  | ECP34 1S4C | 87.5 | 92.2 | 92.6 | 92.2 |  | ECP34 1S4C | 105 | 91.7 | 93.2 | 93.4
ECP34 2S4C | 100 | 92 | 92.6 | 92.6 |  | ECP34 2S4C | 120 | 92.2 | 93.5 | 93.9 |  |  |  | ECP34 2S4C | 100 | 92 | 92.6 | 92.6 |  | ECP34 2S4C | 120 | 92.2 | 93.5 | 93.9
ECP34 1M4C | 125 | 92.3 | 93.1 | 93.2 |  | ECP34 1M4C | 150 | 92.5 | 94.1 | 94.5 |  |  |  | ECP34 1M4C | 125 | 92.3 | 93.1 | 93.2 |  | ECP34 1M4C | 150 | 92.5 | 94.1 | 94.5
ECP34 2M4C | 135 | 92.9 | 93.5 | 93.5 |  | ECP34 2M4C | 162 | 92.9 | 94.5 | 95 |  |  |  | ECP34 2M4C | 135 | 92.9 | 93.5 | 93.5 |  | ECP34 2M4C | 162 | 92.9 | 94.5 | 95
ECP34 1L4C | 150 | 93.2 | 93.7 | 93.7 |  | ECP34 1L4C | 180 | 93.6 | 94.6 | 95.3 |  |  |  | ECP34 1L4C | 150 | 93.2 | 93.7 | 93.7 |  | ECP34 1L4C | 180 | 93.6 | 94.6 | 95.3
ECP34 2L4C | 165 | 92.9 | 93.6 | 94.1 |  | ECP34 2L4C | 198 | 94 | 95 | 95.7 |  |  |  | ECP34 2L4C | 165 | 92.9 | 93.6 | 94.1 |  | ECP34 2L4C | 198 | 94 | 95 | 95.7
ECO38 1S4C | 180 | 92.4 | 92.6 | 91.3 |  | ECO38 1S4C | 220 | 93.4 | 93.6 | 92.3 |  |  |  | ECO38 1S4C | 180 | 92.4 | 92.6 | 91.3 |  | ECO38 1S4C | 220 | 93.4 | 93.6 | 92.3
ECO38 2S4C | 200 | 92.7 | 92.9 | 91.7 |  | ECO38 2S4C | 240 | 93.8 | 94 | 92.8 |  |  |  | ECO38 2S4C | 200 | 92.7 | 92.9 | 91.7 |  | ECO38 2S4C | 240 | 93.8 | 94 | 92.8
ECO38 1M4C | 225 | 93 | 93.3 | 92 |  | ECO38 1M4C | 270 | 94.2 | 94.5 | 93.4 |  |  |  | ECO38 1M4C | 225 | 93 | 93.3 | 92 |  | ECO38 1M4C | 270 | 94.2 | 94.5 | 93.4
ECO38 2M4C | 250 | 93.4 | 93.7 | 92.4 |  | ECO38 2M4C | 300 | 94.5 | 94.9 | 93.7 |  |  |  | ECO38 2M4C | 250 | 93.4 | 93.7 | 92.4 |  | ECO38 2M4C | 300 | 94.5 | 94.9 | 93.7
ECO38 1L4C | 300 | 93.7 | 94 | 92.7 |  | ECO38 1L4C | 360 | 94.7 | 95.1 | 93.9 |  |  |  | ECO38 1L4C | 300 | 93.7 | 94 | 92.7 |  | ECO38 1L4C | 360 | 94.7 | 95.1 | 93.9
ECO38 2L4C | 350 | 93.5 | 93.7 | 92.6 |  | ECO38 2L4C | 420 | 94.3 | 94.5 | 93.3 |  |  |  | ECO38 2L4C | 350 | 93.5 | 93.7 | 92.6 |  | ECO38 2L4C | 420 | 94.3 | 94.5 | 93.3
ECO38 VL4C | 370 | 93.6 | 93.8 | 92.5 |  | ECO38 VL4C | 440 | 94.4 | 94.6 | 93.2 |  |  |  | ECO38 VL4C | 370 | 93.6 | 93.8 | 92.5 |  | ECO38 VL4C | 440 | 94.4 | 94.6 | 93.2
ECO40 1S4C | 400 | 94.2 | 94.4 | 93.5 |  | ECO40 1S4C | 480 | 95.2 | 95.3 | 94.2 |  |  |  | ECO40 1S4C | 400 | 94.2 | 94.4 | 93.5 |  | ECO40 1S4C | 480 | 95.2 | 95.3 | 94.2
ECO40 2S4C | 450 | 94.4 | 94.6 | 93.8 |  | ECO40 2S4C | 540 | 95.3 | 95.5 | 94.4 |  |  |  | ECO40 2S4C | 450 | 94.4 | 94.6 | 93.8 |  | ECO40 2S4C | 540 | 95.3 | 95.5 | 94.4
ECO40 3S4C | 500 | 94.6 | 94.8 | 93.9 |  | ECO40 3S4C | 600 | 95.6 | 95.8 | 94.9 |  |  |  | ECO40 3S4C | 500 | 94.6 | 94.8 | 93.9 |  | ECO40 3S4C | 600 | 95.6 | 95.8 | 94.9
ECO40 1L4C | 550 | 94.8 | 95 | 94.1 |  | ECO40 1L4C | 660 | 95.8 | 96 | 95.1 |  |  |  | ECO40 1L4C | 550 | 94.8 | 95 | 94.1 |  | ECO40 1L4C | 660 | 95.8 | 96 | 95.1
ECO40 2L4C | 625 | 95 | 95.1 | 94.2 |  | ECO40 2L4C | 750 | 96.2 | 96.3 | 95.2 |  |  |  | ECO40 2L4C | 625 | 95 | 95.1 | 94.2 |  | ECO40 2L4C | 750 | 96.2 | 96.3 | 95.2
ECO40 3L4C | 680 | 95 | 95.2 | 94.3 |  | ECO40 3L4C | 816 | 96.4 | 96.6 | 95.5 |  |  |  | ECO40 3L4C | 680 | 95 | 95.2 | 94.3 |  | ECO40 3L4C | 816 | 96.4 | 96.6 | 95.5
ECO40 VL4C | 750 | 95.1 | 95.3 | 94.4 |  | ECO40 VL4C | 900 | 96.6 | 96.8 | 95.6 |  |  |  | ECO40 VL4C | 750 | 95.1 | 95.3 | 94.4 |  | ECO40 VL4C | 900 | 96.6 | 96.8 | 95.6
ECO43 1S4A | 820 | 95.1 | 95.3 | 93.9 |  | ECO43 1S4A | 960 | 95.3 | 95.6 | 94.4 |  |  |  | ECO43 1S4A | 820 | 95.1 | 95.3 | 93.9 |  | ECO43 1S4A | 960 | 95.3 | 95.6 | 94.4
ECO43 2S4A | 930 | 95.4 | 95.7 | 94.4 |  | ECO43 2S4A | 1116 | 95.8 | 95.8 | 94.7 |  |  |  | ECO43 2S4A | 930 | 95.4 | 95.7 | 94.4 |  | ECO43 2S4A | 1116 | 95.8 | 95.8 | 94.7
ECO43 1M4A | 1025 | 95.5 | 95.8 | 94.6 |  | ECO43 1M4A | 1250 | 95.9 | 96 | 94.8 |  |  |  | ECO43 1M4A | 1025 | 95.5 | 95.8 | 94.6 |  | ECO43 1M4A | 1250 | 95.9 | 96 | 94.8
ECO43 2M4A | 1050 | 95.7 | 96 | 94.8 |  | ECO43 2M4A | 1400 | 96 | 96.1 | 95.1 |  |  |  | ECO43 2M4A | 1050 | 95.7 | 96 | 94.8 |  | ECO43 2M4A | 1400 | 96 | 96.1 | 95.1
ECO43 2L4A | 1300 | 96 | 96.2 | 95 |  | ECO43 2L4A | 1560 | 96.4 | 96.5 | 95.2 |  |  |  | ECO43 2L4A | 1300 | 96 | 96.2 | 95 |  | ECO43 2L4A | 1560 | 96.4 | 96.5 | 95.2
ECO43 VL4A | 1400 | 96.2 | 96.4 | 95.3 |  | ECO43 VL4A | 1700 | 96.6 | 96.7 | 95.4 |  |  |  | ECO43 VL4A | 1400 | 96.2 | 96.4 | 95.3 |  | ECO43 VL4A | 1700 | 96.6 | 96.7 | 95.4
ECO46 1S4A | 1500 | 96.2 | 96.4 | 95.9 |  | ECO46 1S4A | 1800 | 96.4 | 96.6 | 96.1 |  |  |  | ECO46 1S4A | 1500 | 96.2 | 96.4 | 95.9 |  | ECO46 1S4A | 1800 | 96.4 | 96.6 | 96.1
ECO46 1.5S4A | 1650 | 96.3 | 96.5 | 96 |  | ECO46 1.5S4A | 1980 | 96.5 | 96.6 | 96.2 |  |  |  | ECO46 1.5S4A | 1650 | 96.3 | 96.5 | 96 |  | ECO46 1.5S4A | 1980 | 96.5 | 96.6 | 96.2
ECO46 2S4A | 1800 | 96.4 | 96.5 | 96.2 |  | ECO46 2S4A | 2160 | 96.6 | 96.7 | 96.4 |  |  |  | ECO46 2S4A | 1800 | 96.4 | 96.5 | 96.2 |  | ECO46 2S4A | 2160 | 96.6 | 96.7 | 96.4
ECO46 1L4A | 2100 | 96.6 | 96.8 | 96.4 |  | ECO46 1L4A | 2520 | 96.8 | 97 | 96.6 |  |  |  | ECO46 1L4A | 2100 | 96.6 | 96.8 | 96.4 |  | ECO46 1L4A | 2520 | 96.8 | 97 | 96.6
ECO46 1.5L4A | 2300 | 96.7 | 96.9 | 96.4 |  | ECO46 1.5L4A | 2760 | 96.9 | 97.1 | 86.7 |  |  |  | ECO46 1.5L4A | 2300 | 96.7 | 96.9 | 96.4 |  | ECO46 1.5L4A | 2760 | 96.9 | 97.1 | 86.7
ECO46 2L4A | 2500 | 96.8 | 97 | 96.6 |  | ECO46 2L4A | 3000 | 97.1 | 97.3 | 96.9 |  |  |  | ECO46 2L4A | 2500 | 96.8 | 97 | 96.6 |  | ECO46 2L4A | 3000 | 97.1 | 97.3 | 96.9
ECO46 VL4A | 2700 | 96.9 | 97.1 | 96.6 |  | ECO46 VL4A | 3410 | 97.2 | 97.3 | 96.6 |  |  |  | ECO46 VL4A | 2700 | 96.9 | 97.1 | 96.6 |  | ECO46 VL4A | 3410 | 97.2 | 97.3 | 96.6